## Title Page
This spreadsheet contains the following information concerning Registered Participants in the NEM:-
Sheet | Description
Title Page | This page
Registered Participants | This worksheet contains a list of all Registered Participants, including the category or categories for which each has been registered
Applications Received | This worksheet contains a list of all current Applicants for registration.
Ceasing Registration | This worksheet contains a list of all Registered Participants who have notifed AEMO under clause 2.10 that it wishes to cease to be registered in any category of Registered Participant or that it wishes to terminate any of its classifications or loads, generating units or network services.
Suspended Participants | This worksheet contains a list of all Market Participants who are or are going to be suspended.
Generators and Scheduled Loads | This worksheet contains a list of all Generators and Scheduled Loads.
Exemption - small generation | AEMO may, in accordance with guidelines issued by AEMO, exempt a person from the requirement to register as a Generator, subject to such conditions as AEMO deems appropriate, where (in AEMO's opinion) such an exemption is not inconsistent with the market objective (as per clause 2.2.1(c) of the Rules). This worksheet contains a list of persons exempted from registering as a Generator on the basis of a small generating system. AEMO's guideline for exemption on the basis of a small generating system is published in the Generator Registration Guide.
Exemption - Intermediary | A person who is required to be registered under the National Electricity Law or under the Rules as a Generator may apply to AEMO for an exemption from that requirement to registered (clause 2.9.3(a) of the Rules). AEMO must allow the exemption if the person notified AEMO of the identify of an intermediary to be registered instead of the applicant, with the consent of the intermediary (clause 2.9.3(b) of the Rules). This worksheet contains a list of all persons who have nominated intermediaries and the names of the relevant intermediaries.
Exemption - Central Dispatch | Unless AEMO approves otherwise, a generating unit with a nameplate rating of 30 MW may only be classified as a non-scheduled generating unit (clause 2.2.3(a) of the Rules). A person must not classify a generating unit as a non-scheduled generating unit unless it has obtained AEMO's approval to do so. AEMO must approve the classification if it is satisfied that (clause 2.2.3(b)): (1) the primary purpose for which the unit operates is local use and sent out generation rarely exceeds 30 MW (2) the physical and technical attributes of the relevant unit are such that it is not practicalbe for it to participated in central dispatch; or (3) the output of the unit is intermittent. This worksheet contains a list of all persons registered as a Non-scheduled Generator under clause 2.2.3(b).
Ancillary Services | This worksheet contains a list of persons who are registered to provide Ancillary Services and their standing data (as per clause 3.13.3 (a))
Wholesale Demand Response Units | This worksheet contains a list of registered Wholesale Demand Resonse Units (2.3.6)
Metering Coordinators | This worksheet contains a list of persons who have applied to be a Metering Coordinator under clause 2.4A.
Dedicated Connection Assets | This worksheet contains a list of NSP whom have Dedicated Connection Assets under clause 2.5.1A

## Registered Participants
Registered Participants | ABN / ACN | Demand Response Service Provider - Ancillary Service Load | Demand Response Service Provider - Wholesale Demand Response Unit | Generator Market - Scheduled | Generator Market Non-Scheduled | Generator Market Semi-Scheduled | Generator Non-Market - Scheduled | Generator Non-Market Non-Scheduled | Generator Non-Market Semi-Scheduled | Market Small Generation Aggregator | Market Customer | Metering Coordinator | Market NSP | NSP (Transmission) | NSP (Distribution) | NSP (Other) | Special Participant System Operator | Special Participant Distribution Operator | Trader | Intending | Reallocator
| Totals | 10 | 1 | 40 | 63 | 113 | 0 | 12 | 0 | 34 | 120 | 32 | 1 | 11 | 18 | 2 | 6 | 15 | 28 | 159 | 9 | 532
1st Energy Pty Ltd | 71 604 999 706 | [9 empty] | 1 | [10 empty] | 1
A-CAES NSW Pty Ltd | 86 644 102 858 | [18 empty] | 1 |  | 1
Acacia Energy Pty Ltd | 11 636 514 415 | 1 | [7 empty] | 1 | 1 | [10 empty] | 1
Acciona Energy Australia Global Pty Ltd | 54 600 910 647 | [18 empty] | 1 |  | 1
Acciona Solar Pty Ltd | 53 618 445 177 | [18 empty] | 1 |  | 1
ACEN Robbins Island Pty Ltd | 35 618 734 277 | [18 empty] | 1 |  | 1
Active Stream Pty Ltd | 32 603 459 267 | [10 empty] | 1 | [9 empty] | 1
Acumen Metering Pty Ltd | 69 105 423 541 | [10 empty] | 1 | [9 empty] | 1
Adelaide Brighton Cement Limited | 96 007 870 199 | [9 empty] | 1 | [10 empty] | 1
AGL Dalrymple Pty Limited | 47 122 144 709 |  |  | 1 | [6 empty] | 1 | [10 empty] | 1
AGL Energy Services Pty Limited | 57 074 821 720 | 1 | [19 empty] | 1
AGL Hydro Partnership | 86 076 691 481 |  |  | 1 | 1 | 1 |  | 1 |  | 1 | 1 | [10 empty] | 1
AGL Loy Yang Marketing Pty Ltd | 19 105 758 316 |  |  | 1 | [17 empty] | 1
AGL Macquarie Pty Limited | 18 167 859 494 |  |  | 1 | [6 empty] | 1 | [10 empty] | 1
AGL Australia Markets Pty Limited | 26 118 609 813 |  |  |  | 1 | [16 empty] | 1
AGL PARF NSW Pty Ltd | 33 615 408 770 |  |  |  |  | 1 | [15 empty] | 1
AGL PARF Qld Pty Limited | 94 619 439 226 |  |  |  |  | 1 | [15 empty] | 1
AGL SA Generation Pty Limited | 84 081 074 204 |  |  | 1 | 1 | 1 | [15 empty] | 1
AGL Sales (Queensland Electricity) Pty Limited | 66 078 875 902 |  |  | 1 | [6 empty] | 1 | [10 empty] | 1
AGL Sales Pty Limited | 88 090 538 337 | [9 empty] | 1 | [10 empty] | 1
AGL South Australia Pty Ltd | 49 091 105 092 | [9 empty] | 1 | [10 empty] | 1
Alcoa of Australia Limited | 93 004 879 298 | [9 empty] | 1 | [10 empty] | 1
Alcoa Portland of Australia Pty Ltd | 80 006 306 752 | [9 empty] | 1 | [10 empty] | 1
Alinta Energy Cea Trading Pty Ltd | 54 605 450 271 | [17 empty] | 1 |  |  | 1
Alinta Energy Retail Sales Pty Ltd | 22 149 658 300 |  |  | 1 | 1 | 1 |  |  |  |  | 1 | [10 empty] | 1
Alinta Sales Pty Ltd | 92 089 531 984 |  |  | 1 | [17 empty] | 1
Amalgamated Energy Services Pty Ltd | 35 636 036 676 | 1 | [19 empty] | 1
Amber Electric Pty Ltd | 98 623 603 805 | [9 empty] | 1 | [10 empty] | 1
Ampol Energy (Retail) Pty Ltd | 21 652 913 347 | [9 empty] | 1 | [10 empty] | 1
Anglo Coal (CapCoal Management) Pty Limited | 73 010 037 564 | [13 empty] | 1 |  |  | 1 |  |  |  | 1
Anglo Coal (Moranbah North Management) Pty Limited | 14 069 603 587 | [13 empty] | 1 | [6 empty] | 1
Apsu Power Pty Ltd | 11 613 995 243 | [8 empty] | 1 | [11 empty] | 1
APT Pipelines Limited | 89 009 666 700 | [9 empty] | 1 | [10 empty] | 1
Ararat Wind Farm Pty Ltd | 86 158 062 358 |  |  |  |  | 1 | [15 empty] | 1
Arcadia Energy Trading Pty Ltd | 31 121 803 638 | [17 empty] | 1 |  | 1 | 1
Argyle Solar Farm Pty Ltd | 68 624 521 848 | [18 empty] | 1 |  | 1
ARP Australian Solar Pty Ltd | 55 621 156 170 | [18 empty] | 1 |  | 1
Arrow Energy Trading Pty Ltd | 68 139 053 133 |  |  |  | 1 | [13 empty] | 1 |  |  | 1
Atherton Solar Farm Pty Ltd | 625 266 033 | [18 empty] | 1 |  | 1
ATCO Australia Pumped Hydro Pty Ltd | 49 636 877 104 | [18 empty] | 1 |  | 1
Attunga Capital Pty Ltd | 96 117 683 093 | [17 empty] | 1 |  |  | 1
Aurora Energy (Tamar Valley) Pty Ltd trading as AETV Power | 29 123 391 613 |  |  | 1 | 1 | [16 empty] | 1
Aurora Energy Pty Ltd | 85 082 464 622 | [9 empty] | 1 | [10 empty] | 1
Ausgrid Operator Partnership (trading as Ausgrid) a partnership carried out under that name by: Blue Op Partner Pty Ltd ACN 615 217 500 as trustee for the Blue Op Partner Trust ERIC Alpha Operator Corporation 1 Pty Ltd ACN 612 975 096 as trustee for the ERIC Alpha Operator Trust 1 ERIC Alpha Operator Corporation 2 Pty Ltd ACN 612 975 121 as trustee for the ERIC Alpha Operator Trust 2 ERIC Alpha Operator Corporation 3 Pty Ltd ACN 612 975 185 as trustee for the ERIC Alpha Operator Trust 3 ERIC Alpha Operator Corporation 4 Pty Ltd ACN 612 975 210 as trustee for the ERIC Alpha Operator Trust 4 | 78 508 211 731 | [10 empty] | 1 |  |  | 1 |  |  | 1 |  |  |  | 1
AusNet Electricity Services Pty Ltd | 91 064 651 118 | [10 empty] | 1 |  |  | 1 |  | 1 |  |  |  |  | 1
AusNet Transmission Group Pty Ltd | 78 079 798 173 | [10 empty] | 1 |  | 1 |  | 1 | [5 empty] | 1
Australia and New Zealand Bank Group Limited | 11 005 357 522 | [19 empty] | 1 | 1
Australia Continental Energy Pty Ltd | 72 142 956 616 | [17 empty] | 1 |  |  | 1
Australia Energy Wind Farm Pty Ltd | 25 614 608 454 | [18 empty] | 1 |  | 1
Australia Plains Solar Project Pty Ltd | 632 922 153 | [18 empty] | 1 |  | 1
Australian Fortescue Future Industries Pty Ltd | 94 646 221 801 | [18 empty] | 1 |  | 1
Australian Industrial Power Pty Ltd | 31 645 593 497 | [18 empty] | 1 |  | 1
B.E. Power Projects Pty Ltd as Trustee for the Big T Unit Trust | 24 518 234 013 | [18 empty] | 1 |  | 1
Balance Commodities and Energy Pty Ltd | 18 623 247 003 | [8 empty] | 1 | 1 | [10 empty] | 1
Barnawartha Solar Pty Ltd | 88 651 830 278 | [18 empty] | 1 |  | 1
Barunggam Solar Farms Pty Ltd | 56 624 634 395 | [18 empty] | 1 |  | 1
Basslink Pty Ltd | 52 090 996 231 | [11 empty] | 1 | [8 empty] | 1
BayWa r.e. Wind Pty Ltd | 51 606 343 757 | [18 empty] | 1 |  | 1
BE PRO BD Pty Ltd | 18 662 309 328 | [18 empty] | 1 |  | 1
BE PRO CM Pty Ltd | 54 650 702 104 | [18 empty] | 1 |  | 1
BE Pro J Pty Ltd | 17 624 192 338 | [18 empty] | 1 |  | 1
Berrybank Development Pty Ltd | 94 146 466 882 |  |  |  |  | 1 | [15 empty] | 1
Berrybank 2 Asset Pty Ltd as trustee for Berrybank 2 Asset Trust | 66 420 407 293 |  |  | 1 |  | 1 | [15 empty] | 1
Bess Penfield Pty Ltd | 79 646 380 574 | [18 empty] | 1 |  | 1
Birdwood Energy Reserve Pty Ltd as trustee for the Birdwood Energy Reserve Trust | 77 158 663 851 | [18 empty] | 1 |  | 1
Blue NRG Pty Ltd | 30 151 014 658 | [9 empty] | 1 | [10 empty] | 1
Blue Pacific Energy Pty Ltd | 37 628 273 656 | [17 empty] | 1 |  |  | 1
Boco Rock Wind Farm Pty Ltd | 49 137 886 750 |  |  |  |  | 1 | [15 empty] | 1
Bodangora Wind Farm Pty Limited | 79 134 443 904 |  |  |  |  | 1 | [15 empty] | 1
Boer Energy (Australia) Pty Ltd | 38 625 253 090 | [18 empty] | 1 |  | 1
Bomen Solar Farm Pty Ltd (ACN 620 832 108) as trustee for Bomen SF Trust | 67 363 258 504 |  |  |  |  | 1 | [15 empty] | 1
Bookaar Renewables Pty Ltd | 45 615 475 244 | [18 empty] | 1 |  | 1
Boral Cement Ltd | 62 008 528 523 | 1 | [19 empty] | 1
Bordstrong Developments Pty Ltd (Trading as Solar Q) | 47 613 208 414 | [18 empty] | 1 |  | 1
BP Energy Asia Private Limited | 77 549 205 033 | [19 empty] | 1 | 1
Braemar Power Project Pty Ltd | 54 113 386 600 |  |  | 1 |  | 1 |  |  |  |  | 1 | [10 empty] | 1
Brighte Energy Pty Ltd | 36 646 449 247 | [9 empty] | 1 | [10 empty] | 1
Broadsound Solar Farm Pty Ltd | 15 620 028 097 | [18 empty] | 1 |  | 1
Bungala One Operations Pty Ltd as trustee for the Bungala One Operations Trust | 65 449 871 039 |  |  |  |  | 1 | [15 empty] | 1
Bungala Two Operations Pty Ltd as trustee for the Bungala Two Operations Trust | 77 292 664 630 |  |  |  |  | 1 | [15 empty] | 1
Bulgana Wind Farm Pty Ltd | 29 162 201 569 |  |  | 1 |  | 1 |  |  |  |  | 1 | [10 empty] | 1
Bungama BESS Nominee Pty Ltd as Trustee for Bungama BESS Trust | 82 997 700 150 | [18 empty] | 1 |  | 1
Bungama Solar 1 Pty Ltd | 84 621 450 762 | [18 empty] | 1 |  | 1
Bungama Solar 2 Pty Ltd | 35 621 450 995 | [18 empty] | 1 |  | 1
BWF Nominees Pty Ltd as The Trustee for the BWF Trust | 60 747 209 343 |  |  |  |  | 1 | [15 empty] | 1
Callide Power Trading Pty Limited | 80 082 468 719 |  |  | 1 | [17 empty] | 1
Canadian Solar (Australia) Pty Limited | 61 149 125 020 | [18 empty] | 1 |  | 1
Canunda Power Pty Ltd | 31 103 087 341 |  |  |  | 1 | [16 empty] | 1
Cape Byron Management Pty Ltd | 26 165 320 445 |  |  |  | 1 | [16 empty] | 1
Capricorn SF No1 Pty Ltd | 36 611 727 765 |  |  |  |  | 1 | [15 empty] | 1
Castleton Commodities Merchant Asia Co Pte Ltd | 153 463 846 | [17 empty] | 1 |  |  | 1
Cathedral Rocks Wind Farm Pty Ltd | 87 107 113 708 |  |  |  | 1 | [16 empty] | 1
Cherry Tree Wind Farm Pty Ltd as trustee for The Cherry Tree Project trust | 19 446 997 168 |  |  |  |  | 1 | [15 empty] | 1
Childers Solar Pty Ltd as Trustee for the Childers Solar Trust (ABN 80 434 756 620) | 70 609 374 058 |  |  |  |  | 1 | [15 empty] | 1
CitiPower Pty Ltd | 76 064 651 056 | [10 empty] | 1 |  |  | 1 |  |  | 1 |  |  |  | 1
CKI Utilities Development Limited, PAI Utilities Development Limited, Spark Infrastructure SA (NO3) PTY Limited, Spark Infrastructure SA (NO1) PTY Limited, Spark Infrastructure SA (NO2) PTY Limited (SA Power Networks) | 13 332 330 749 |  |  |  | 1 | [6 empty] | 1 |  |  | 1 |  |  | 1 |  |  |  | 1
Clare Solar Farm Pty Ltd | 78 611 346 859 |  |  |  |  | 1 | [15 empty] | 1
Clean Energy Transfer Fund Investments Pty Ltd as Trustee for the Clean Energy Transfer Fund | 32 523 323 511 | [17 empty] | 1 |  | 1 | 1
Clean Technology Partners Pty Ltd | 19 149 191 337 | [18 empty] | 1 |  | 1
CleanCo Queensland Limited | 85 628 008 159 |  |  | 1 | 1 | [5 empty] | 1 | [10 empty] | 1
Cleangen Power Pty Ltd | 61 161 065 283 | [18 empty] | 1 |  | 1
CleanTech Energy Pty Ltd | 26 603 595 704 | [9 empty] | 1 | [10 empty] | 1
Clermont Asset Co Pty Ltd ATF Clermont Solar Unit Trust | 99 167 685 924 |  |  |  |  | 1 | [15 empty] | 1
Click Energy Pty Ltd | 41 116 567 492 | [9 empty] | 1 | [10 empty] | 1
Cocamba Stage One Project Pty Ltd (ACN 631 975 436) as trustee for Cocamba Stage One Project Trust | 58 614 700 570 | [18 empty] | 1 |  | 1
Coleambally BESS Pty Ltd as trustee for Coleambally BESS Trust | 61 371 314 839 | [18 empty] | 1 |  | 1
Coleambally Solar Pty Ltd | 91 618 341 209 |  |  |  |  | 1 | [15 empty] | 1
Collector Wind Farm Pty Ltd | 87 160 195 460 |  |  |  |  | 1 | [15 empty] | 1
Colt Energy Pty Ltd | 82 627 911 335 | [8 empty] | 1 | [11 empty] | 1
Columboola Solar Farm Nominees Pty Ltd as Trustee for Columboola Solar Farm Op Trust | 63 410 596 478 |  |  |  |  | 1 | [15 empty] | 1
Commonwealth Bank of Australia | 48 123 123 124 | [17 empty] | 1 |  |  | 1
Coonooer Bridge Wind Farm Pty Ltd | 35 160 665 485 |  |  |  | 1 | [16 empty] | 1
Corop Solar Farm Pty Ltd | 45 631 987 990 | [18 empty] | 1 |  | 1
Corowa Operationsco Pty Ltd as Trustee for the Corowa Operations Trust | 75 443 884 557 |  |  |  |  | 1 | [15 empty] | 1
Covau Pty Limited | 54 090 117 730 | [9 empty] | 1 | [10 empty] | 1
CPE Mascot Pty Ltd | 22 100 209 354 | [8 empty] | 1 | 1 | [10 empty] | 1
Crookwell Development Pty Ltd | 53 106 800 480 |  |  |  |  | 1 | [15 empty] | 1
CRWF Nominees Pty Ltd as Trustee for CRWF Trust | 89 143 134 671 |  |  |  |  | 1 | [15 empty] | 1
CS Energy Limited | 54 078 848 745 |  |  | 1 | 1 | [5 empty] | 1 | [10 empty] | 1
CSR Building Products Limited | 55 008 631 356 | [9 empty] | 1 | [10 empty] | 1
Cullerin Range Wind Farm Pty Ltd | 38 126 197 126 |  |  |  | 1 | [16 empty] | 1
CuString Pty Ltd | 47 137 531 054 | [18 empty] | 1 |  | 1
Dalby Asset Co Pty Ltd As Trustee For The Dalby Asset Trust | 56 389 973 696 | [8 empty] | 1 | [11 empty] | 1
Danske Commodities Australia Pty Ltd | 52 621 320 581 | [17 empty] | 1 |  |  | 1
Darling Downs Solar Farm Pty Ltd | 35 611 319 003 |  |  |  |  | 1 | [15 empty] | 1
Darlington Point Solar Farm Pty Ltd | 54 615 736 984 |  |  |  |  | 1 |  |  |  |  | 1 | [10 empty] | 1
Daydream Solar Farm Pty Ltd ATF the Daydream Solar Farm Trust | 94 334 622 922 |  |  |  |  | 1 | [15 empty] | 1
Delburn Wind Farm Pty Ltd | 61 614 090 130 | [18 empty] | 1 |  | 1
Delta Electricity | 75 162 696 335 |  |  | 1 | [6 empty] | 1 | [10 empty] | 1
Derby Solar Project Pty Ltd As The Trustee for Derby Solar Project Unit Trust | 23 154 154 911 | [18 empty] | 1 |  | 1
Diamond Energy Pty Ltd | 97 107 516 334 |  |  |  | 1 | 1 |  |  |  | 1 | 1 | [10 empty] | 1
Diapur Wind Farm Pty Ltd | 36 604 213 309 |  |  |  | 1 | [16 empty] | 1
Directlink (No. 1) Pty Limited ABN 85 085 123 468, Directlink (No. 2) Pty Limited ABN 87 095 439 222, and Directlink (No. 3) Pty Limited ABN 86 095 449 817 trading as Directlink Joint Venture. | 16 779 340 889 | [12 empty] | 1 | [7 empty] | 1
Disam Australia Pty Ltd | 32 650 691 124 | [17 empty] | 1 |  |  | 1
Discover Energy Pty Ltd | 20 619 204 750 | [8 empty] | 1 | 1 | [10 empty] | 1
DP Green Energy Pty Limited | 83 619 723 929 | [18 empty] | 1 |  | 1
Dubbo Solar Hub Pty Ltd | 81 615 225 968 |  |  |  | 1 | [16 empty] | 1
Dulacca Energy Project Co Pty Ltd | 51 643 652 368 | [18 empty] | 1 |  | 1
Dumaresq Solar Farm Pty Limited | 66 636 603 373 | [18 empty] | 1 |  | 1
Dundonnell Wind Farm Pty Ltd | 17 133 651 019 |  |  |  |  | 1 | [15 empty] | 1
Dysart 1 Pty Ltd | 609 597 248 | [18 empty] | 1 |  | 1
Dysart Solar Farm Pty Ltd | 38 619 931 412 | [18 empty] | 1 |  | 1
EnergyAustralia Ecogen Pty Ltd | 86 086 589 611 |  |  | 1 | [17 empty] | 1
Edenvale Solar Park Pty Ltd | 627 088 359 |  |  |  |  | 1 | [15 empty] | 1
EDL (OCI) Pty Ltd | 85 113 489 295 |  |  |  | 1 | [16 empty] | 1
EDL CSM (QLD) Pty Ltd | 48 098 224 269 |  |  |  | 1 | [16 empty] | 1
EDL Group Operations Pty Ltd | 39 055 555 416 | [6 empty] | 1 |  | 1 | [11 empty] | 1
EDL LFG (NSW) Pty Ltd | 37 070 941 794 |  |  |  | 1 | [16 empty] | 1
EDL LFG (QLD) Pty Ltd | 21 071 089 579 |  |  |  | 1 | [16 empty] | 1
EDL LFG (SA) Pty Ltd | 21 055 640 321 |  |  |  | 1 | [16 empty] | 1
EDL LFG (VIC) Pty Ltd | 69 061 503 348 |  |  |  | 1 | [16 empty] | 1
EDL Projects (Australia) Pty Ltd | 37 084 776 616 |  |  |  | 1 | [16 empty] | 1
EEW Eco Energy World Pty Ltd | 11 644 171 782 | [18 empty] | 1 |  | 1
EIWA Bundaberg Solar Pty Ltd | 26 626 084 544 | [18 empty] | 1 |  | 1
EIWA Karrabin Solar Pty Ltd | 62 631 174 788 | [18 empty] | 1 |  | 1
Electrag Pty Ltd | 42 115 459 848 | [9 empty] | 1 | [10 empty] | 1
ElectraNet Pty Limited | 41 094 482 416 | [10 empty] | 1 |  | 1 |  |  | 1 |  |  |  |  | 1
ElectraNet SA (Transmission Lessor Corporation) | 62 442 362 946 | [12 empty] | 1 |  |  | 1 |  |  |  |  | 1
Electricity in a Box Pty Ltd | 74 140 547 226 | [9 empty] | 1 | [10 empty] | 1
Elliott Nevertire Solar Pty Ltd as Trustee for the Elliott Nevertire Trust | 33 893 459 797 |  |  |  |  | 1 | [15 empty] | 1
Ellis Air Connect Pty Ltd | 17 640 563 248 | [9 empty] | 1 | [10 empty] | 1
Elysian Energy Pty Ltd(Administrators Appointed)(Receivers & Managers Appointed) | 85 617 526 333 | [9 empty] | 1 | [10 empty] | 1
Endeavour Energy | 11 247 365 823 | [10 empty] | 1 |  |  | 1 |  |  | 1 |  |  |  | 1
Endeavour Energy Network Operator Partnership: Edwards O Pty Limited (ACN 618 643 486) as trustee for Edwards O Trust; ERIC Epsilon Operator Corporation 1 Pty Ltd (ACN 617 221 735) as trustee for ERIC Epsilon Operator Trust 1; ERIC Epsilon Operator Corporation 2 Pty Ltd (ACN 617 221 744) as trustee for ERIC Epsilon Operator Trust 2; ERIC Epsilon Operator Corporation 3 Pty Ltd (ACN 617 221 753) as trustee for ERIC Epsilon Operator Trust 3; ERIC Epsilon Operator Corporation 4 Pty Ltd (ACN 617 221 771) as trustee for ERIC Epsilon Operator Trust 4; | 618 643 486 | [16 empty] | 1 |  |  |  | 1
Enel Energy Australia Pty Ltd | 95 632 774 255 |  |  |  |  | 1 |  |  |  |  | 1 | [10 empty] | 1
Enel X Australia Pty Ltd | 49 104 710 278 | 1 | 1 |  | 1 |  |  |  |  | 1 | [11 empty] | 1
Energex Limited | 40 078 849 055 | [10 empty] | 1 |  |  | 1 |  |  | 1 |  |  |  | 1
Energy Locals Pty Ltd | 23 606 408 879 | [9 empty] | 1 | [10 empty] | 1
Energy Pacific (Vic) Pty Ltd | 18 063 543 984 |  |  |  | 1 | [16 empty] | 1
Energy Services Management Pty Ltd | 95 619 512 935 | [9 empty] | 1 | [10 empty] | 1
EnergyAustralia Pty Ltd | 99 086 014 968 |  |  | 1 | 1 | [5 empty] | 1 | [10 empty] | 1
EnergyAustralia Yallourn Pty Ltd | 47 065 325 224 |  |  | 1 | [6 empty] | 1 | [10 empty] | 1
Enerparc Australia Pty Ltd | 46 622 182 469 | [18 empty] | 1 |  | 1
Enertech PV Australia Pty Ltd | 54 625 087 112 | [18 empty] | 1 |  | 1
Enova Energy Pty Ltd (Administrators Appointed) | 16 606 176 756 | [9 empty] | 1 | [10 empty] | 1
EnviroGen Pty Limited | 95 088 169 135 |  |  |  | 1 | [16 empty] | 1
Epho Asset Management | 22 168 630 546 | [8 empty] | 1 | [11 empty] | 1
Epoch Capital Pty Ltd | 16 128 329 395 | [17 empty] | 1 |  |  | 1
Epoch Energy Solutions Pty Ltd | 22 621 651 321 | [17 empty] | 1 |  |  | 1
Epuron Projects Pty Ltd | 84 150 163 143 | [18 empty] | 1 |  | 1
Ergon Energy Corporation Limited | 50 087 646 062 | [10 empty] | 1 |  |  | 1 |  |  | 1 |  |  |  | 1
Ergon Energy Queensland Pty Ltd | 11 121 177 802 |  |  | 1 |  | 1 |  |  |  |  | 1 | 1 | [9 empty] | 1
ESCO Pacific Pty Ltd | 77 608 790 085 | [18 empty] | 1 |  | 1
Essential Energy | 37 428 185 226 | [9 empty] | 1 | 1 |  |  | 1 |  |  | 1 |  |  |  | 1
Esso Australia Resources Pty Ltd | 62 091 829 819 | [18 empty] | 1 |  | 1
Everleigh Solar Park Pty Ltd | 62 627 091 525 | [18 empty] | 1 |  | 1
Far Northern Milling Pty Ltd | 55 627 502 158 | [6 empty] | 1 | [13 empty] | 1
Ferguson Wind Farm Pty Ltd | 94 608 631 321 |  |  |  | 1 | [16 empty] | 1
Finley Solar Farm Pty Ltd (ABN 89 616 527 621) as trustee for the Finley Solar Trust | 63 656 675 511 |  |  |  |  | 1 |  |  |  |  | 1 | [10 empty] | 1
Firm Power Pty Ltd | 18 631 500 519 | [18 empty] | 1 |  | 1
Firmus Grid Pty Ltd | 31 638 040 534 | [9 empty] | 1 | [10 empty] | 1
Firmus Infrastructure Pty Ltd | 24 655 510 151 | 1 | [19 empty] | 1
First Solar (Australia) Pty Ltd | 66 141 686 946 | [18 empty] | 1 |  | 1
Flinders Operating Services Pty Ltd | 36 094 130 837 | [9 empty] | 1 | [10 empty] | 1
Foresight Solar Australia Pty Ltd | 19 611 378 584 | [18 empty] | 1 |  | 1
Forest Wind Holdings Pty Ltd | 73 628 955 028 | [18 empty] | 1 |  | 1
Fraser Coast Solar Park Pty Ltd | 94 634 420 527 | [18 empty] | 1 |  | 1
FRV Services Australia Pty Ltd | 60 151 469 662 | [18 empty] | 1 |  | 1
FS NSW Project No 1 At Pty Ltd (ACN 621 215 969) as trustee for the FS NSW Project No 1 Asset Trust | 64 652 826 541 |  |  |  |  | 1 | [15 empty] | 1
Fulham Solar Farm Pty Ltd As The Trustee for Fulham Solar Farm Trust | 87 473 760 911 | [18 empty] | 1
GAIA Australia Pty Ltd | 67 607 860 597 | [18 empty] | 1 |  | 1
Gannawarra Solar Farm Pty Ltd | 33 615 736 895 |  |  |  |  | 1 |  |  |  |  | 1 |  |  |  | 1 | [6 empty] | 1
GEE Power & Gas Pty Ltd | 42 636 908 220 | [9 empty] | 1 | [10 empty] | 1
Genex (Solar) Pty Ltd | 24 606 804 915 |  |  |  |  | 1 | [15 empty] | 1
Genex Power Limited | 18 152 098 854 | [18 empty] | 1 |  | 1
Georgetown Hills Renewable Energy Pty Ltd as Trustee for Georgetown Hills Renewable Energy Trust | 94 820 035 175 | [18 empty] | 1 |  | 1
Geranium Plains Solar Farm Pty Ltd as the Trustee for Geranium Plains Solar Farm Trust | 95 451 728 034 | [18 empty] | 1 |  | 1
Girgarre Solar Farm Pty Ltd As Trustee for the Girgarre Solar Farm trust | 70 747 450 606 | [18 empty] | 1 |  | 1
Glenellen Solar Farm Pty Ltd | 54 619 967 636 | [18 empty] | 1 |  | 1
Glenrowan Solar Farm Pty Ltd as trustee for the Glenrowan Solar Farm Trust | 41 864 481 349 | [18 empty] | 1 |  | 1
Wirtgen Energy Glenrowan Pty Ltd | 49 620 923 748 |  |  |  |  | 1 | [15 empty] | 1
Global Power Generation Australia Pty Ltd | 74 130 542 031 | [18 empty] | 1 |  | 1
Globird Energy Pty Ltd | 68 600 285 827 | [9 empty] | 1 | [10 empty] | 1
Golden Plains Wind Farm Management as the Trustee for Golden Plains Wind Farm Unit Trust | 69 549 774 394 | [18 empty] | 1 |  | 1
Goldman Sachs Financial Markets Pty Ltd | 16 107 084 640 | [17 empty] | 1 |  |  | 1
Goldwind Australia Pty Ltd | 32 140 108 390 | [18 empty] | 1 |  | 1
Goonumbla Asset Co Pty Ltd (ACN 628 351 271) as The Trustee for Goonumbla Asset Trust | 80 881 665 313 |  |  |  |  | 1 | [15 empty] | 1
Goorambat East Solar Farm Pty Ltd as the trustee for Goorambat East Solar Farm Trust | 60 585 057 338 | [18 empty] | 1 |  | 1
Gould Creek BESS Project Pty Ltd as trustee of Gould Creek BESS Project Trust | 75 624 262 075 | [18 empty] | 1 |  | 1
Granville Harbour Operations Pty Ltd as The Trustee for Granville Harbour Operations Trust | 30 200 530 013 |  |  |  |  | 1 | [15 empty] | 1
Green Metering Pty Ltd | 24 649 194 230 | [10 empty] | 1 | [9 empty] | 1
Greenleaf Renewables Pty Ltd | 79 650 512 735 | [18 empty] | 1 |  | 1
Gregadoo Solar Farm Pty Ltd | 62 621 818 862 | [18 empty] | 1 |  | 1
Griffith Solar Farm Pty Ltd | 66 615 225 842 |  |  |  | 1 | [16 empty] | 1
Group Energy Pty Ltd | 21 649 890 460 | [9 empty] | 1 | [10 empty] | 1
GSP Energy Pty Ltd | 13 101 038 386 |  |  | 1 | 1 | [16 empty] | 1
Gunnedah SF Pty Ltd as Trustee for Gunnedah Asset Trust | 20 217 519 679 |  |  |  |  | 1 | [15 empty] | 1
Gunning Wind Energy Developments Pty Ltd | 28 145 164 478 |  |  |  |  | 1 | [15 empty] | 1
GVCE Mooroopna Solar Pty Ltd | 17 630 597 456 | [18 empty] | 1 |  | 1
Hamilton Solar Farm Pty Ltd | 83 615 737 098 |  |  |  |  | 1 | [15 empty] | 1
Hanwha Energy Retail Australia Pty Ltd | 82 630 397 214 | [9 empty] | 1 | [10 empty] | 1
Harlin Solar Pty Ltd | 68 643 351 044 | [18 empty] | 1 |  | 1
Hartree Partners, LP | N/A | [17 empty] | 1 |  |  | 1
Hayman Solar Farm Pty Ltd ATF the Hayman Solar Farm Trust | 14 829 941 435 |  |  |  |  | 1 | [15 empty] | 1
Hazelwood BESS Project Co Pty Ltd as trustee for the HBESS Asset Trust | 34 755 328 434 |  |  | 1 | [6 empty] | 1 | [10 empty] | 1
Hazelwood Power | 40 924 759 557 | [9 empty] | 1 | [10 empty] | 1
Hillston Sun Farm Operations Pty Ltd as Trustee for Hillston Sun Farm Operations Trust | 97 150 599 866 |  |  |  |  | 1 | [15 empty] | 1
Hornsdale Power Reserve Pty Ltd | 79 619 311 983 |  |  | 1 | [6 empty] | 1 | [10 empty] | 1
Hornsdale Windfarm Pty Ltd | 88 167 598 594 | [20 empty] | 1
Hughenden Solar Pty Limited as trustee for Hughenden Solar Trust | 49 156 463 317 |  |  |  | 1 | [16 empty] | 1
Hunter Energy Pty Ltd | 65 624 824 791 | [18 empty] | 1 |  | 1
HWF1 Pty Ltd | 20 603 414 151 |  |  |  |  | 1 | [15 empty] | 1
HWF2 Pty Ltd | 40 605 944 394 |  |  |  |  | 1 | [15 empty] | 1
HWF3 Pty Ltd | 49 610 776 068 |  |  |  |  | 1 | [15 empty] | 1
Hydro Power Pty Limited | 39 003 714 136 |  |  |  | 1 | [16 empty] | 1
Hydro-Electric Corporation trading as Hydro Tasmania | 48 072 377 158 | 1 |  | 1 | 1 | 1 | [15 empty] | 1
Ib vogt GmbH | 68 532 456 050 | [18 empty] | 1 |  | 1
Iberdrola Australia Holdings Pty Limited | 86 111 909 794 |  |  |  | 1 | [5 empty] | 1 | [10 empty] | 1
Iberdrola Australia Energy Markets Pty Limited | 47 128 696 097 |  |  | 1 | 1 | 1 |  |  |  |  | 1 | [10 empty] | 1
Iberdrola Australia SAGT Pty Limited | 77 635 710 360 | [9 empty] | 1 | [10 empty] | 1
Iberdrola Australia Wallgrove Pty Limited | 23 643 582 156 |  |  | 1 | [6 empty] | 1 | [10 empty] | 1
Icon Distribution Investments Limited and Jemena Networks (ACT) Pty Ltd Trading as Evoenergy | 76 670 568 688 | [10 empty] | 1 |  |  | 1 |  |  | 1 |  |  |  | 1
Icon Retail Investments Limited and AGL ACT Retail Investment Pty Ltd trading as ActewAGL Retail | 46 221 314 841 | [9 empty] | 1 | [10 empty] | 1
Incite Energy Pty Ltd | 64 612 341 849 | [8 empty] | 1 | 1 | [10 empty] | 1
IntelliHUB Pty Ltd | 57 601 509 693 | [10 empty] | 1 | [9 empty] | 1
International Power (Energy) Pty Ltd | 53 062 798 510 | [19 empty] | 1 | 1
Investec Bank (Australia) Ltd | 55 071 292 594 | [18 empty] | 1 |  | 1
Iraak Sun Farm Pty Ltd | 38 611 727 774 |  |  |  |  | 1 | [15 empty] | 1
Ironbark Holdings Australia Pty Ltd | 39 168 385 699 | [18 empty] | 1 |  | 1
ITP Development Pty Ltd | 38 633 420 309 | [8 empty] | 1 | [11 empty] | 1
Jarden Securities Limited | N/A | [17 empty] | 1 |  |  | 1
Jemalong PV Asset Pty Ltd as Trustee for the Jemalong PV Asset Trust | 86 800 328 660 |  |  |  |  | 1 | [15 empty] | 1
Jemena Electricity Networks (Vic) Ltd | 82 064 651 083 | [10 empty] | 1 |  |  | 1 |  |  | 1 |  |  |  | 1
Jindera Solar Farm Pty Ltd | 98 623 377 453 | [18 empty] | 1 |  | 1
Junee Operationsco Pty Ltd as trustee for Junee Operations Trust | 88 994 739 540 |  |  |  |  | 1 | [15 empty] | 1
juwi Renewable Energy Pty Ltd | 42 159 228 145 | [18 empty] | 1 |  | 1
Kaban Wind Farm Pty Ltd as trustee for Kaban Wind Farm Trust | 57 785 087 084 |  |  |  |  | 1 | [15 empty] | 1
Kennedy Energy Park Pty Ltd | 81 605 095 298 |  |  |  | 1 | 1 |  |  |  |  | 1 | [10 empty] | 1
Kerang Solar Plant Pty Ltd | 61 607 331 117 | [18 empty] | 1 |  | 1
Kiata ProjectCo Pty Ltd as trustee for Kiata Project Trust | 22 640 193 306 |  |  |  |  | 1 | [15 empty] | 1
Kingaroy Operationsco Pty Ltd | 53 624 601 976 | [18 empty] | 1 |  | 1
Koorangie Solar Farm Pty Ltd | 620 098 464 | [18 empty] | 1 |  | 1
KSF Project Nominees Pty Ltd as Trustee for the KSF Project Trust | 47 321 661 744 |  |  |  |  | 1 | [15 empty] | 1
Lake Bonney Wind Power Pty Ltd | 48 104 654 837 |  |  | 1 | 1 | 1 |  |  |  |  | 1 | [10 empty] | 1
Lakeland Wind Farm Pty Ltd | 92 618 427 900 | [18 empty] | 1 |  | 1
Lal Lal Wind Farms Nom Co Pty Ltd | 37 625 768 774 |  |  |  |  | 1 | [15 empty] | 1
Landfill Operations Pty Ltd | 18 603 300 358 | [6 empty] | 1 | [13 empty] | 1
LGI Limited | 49 138 085 551 |  |  |  | 1 | [16 empty] | 1
Liberty Greenpower Pty Ltd | 87 626 173 902 | [9 empty] | 1 | [10 empty] | 1
Life Trading Pty Ltd | 63 603 549 748 | [17 empty] | 1 |  |  | 1
Lightsource Australia SPV 1 Pty Ltd | 36 623 300 970 | [18 empty] | 1 |  | 1
Lightsource Australia SPV 4 Pty Ltd | 56 631 494 221 |  |  |  |  | 1 | [15 empty] | 1
Limondale Sun Farm Pty Ltd | 66 617 558 728 |  |  |  |  | 1 | [15 empty] | 1
Lincoln Gap Wind Farm (Operations) Pty Ltd | 73 164 355 195 |  |  |  |  | 1 | [15 empty] | 1
Liquid Capital Australia Pty Ltd | 59 105 963 479 | [17 empty] | 1 |  |  | 1
Liverpool Range Wind Farm Pty Ltd | 11 630 598 239 | [18 empty] | 1 |  | 1
LMS Energy Pty Ltd | 39 059 428 474 |  |  |  | 1 |  |  | 1 |  | 1 | [11 empty] | 1
Locality Planning Energy Pty Ltd | 15 148 958 061 | [9 empty] | 1 | [10 empty] | 1
Localvolts Pty Ltd | 12 609 840 379 | [9 empty] | 1 | [10 empty] | 1
Lochard Energy (Iona Operations) Pty Ltd (ACN 608 441 729) as trustee for the Lochard Energy (Iona Operations) Trust | 25 151 811 449 | [18 empty] | 1 |  | 1
Luminous Energy Pty Ltd | 79 608 985 379 | [18 empty] | 1 |  | 1
Lumo Energy (NSW) Pty Ltd | 92 121 155 011 | [9 empty] | 1 | [10 empty] | 1
Lumo Energy (QLD) Pty Ltd | 63 114 356 642 | [9 empty] | 1 | [10 empty] | 1
Lumo Energy (SA) Pty Ltd | 61 114 356 697 | [9 empty] | 1 | [10 empty] | 1
Lumo Energy Australia Pty Ltd | 69 100 528 327 | [9 empty] | 1 | [10 empty] | 1
Lumo Generation SA Pty Ltd | 87 115 291 042 | [20 empty] | 1
M&C Energy Pty Ltd | 16 104 501 091 | [9 empty] | 1 | [10 empty] | 1
M2 Energy Pty Ltd | 15 123 155 840 | [9 empty] | 1 | [10 empty] | 1
Mackay Sugar Limited | 12 057 463 671 | [6 empty] | 1 | [13 empty] | 1
Macquarie Bank Limited | 46 008 583 542 | [17 empty] | 1 |  | 1 | 1
Maffra Solar Farm Nominees Pty Ltd as Trustee for Maffra Solar Farm Trust | 87 766 480 423 | [18 empty] | 1 |  | 1
Manildra Prop Pty Ltd as The Trustee for the Manildra Asset Trust | 93 276 108 749 |  |  |  |  | 1 | [15 empty] | 1
Maoneng ESS Project Company 1 Pty Ltd as trustee for the Maoneng ESS Project Company 1 Trust | 71 636 813 191 | [18 empty] | 1 |  | 1
Marble Solar Pty Ltd | 38 628 447 816 | [18 empty] | 1 |  | 1
Marinus Link Pty Ltd | 47 630 194 562 | [18 empty] | 1 |  | 1
Maximum Energy Retail Pty Ltd | 90 632 900 139 | [9 empty] | 1 | [10 empty] | 1
Melbourne Water Corporation | 81 945 386 953 | [14 empty] | 1 | [5 empty] | 1
Meridian Finco Pty Limited | 42 143 693 592 | [8 empty] | 1 | [8 empty] | 1 |  | 1 | 1
Metering Dynamics Pty Ltd | 58 087 082 764 | [10 empty] | 1 | [9 empty] | 1
Metropolis Metering Assets Pty Ltd | 53 116 717 321 | [10 empty] | 1 | [9 empty] | 1
Metz ProjectCo Pty Ltd As The Trustee For Metz ProjectCo Trust | 67 521 534 680 |  |  |  |  | 1 | [15 empty] | 1
MFT Energy Australia Pty Ltd | 53 652 728 875 | [17 empty] | 1 |  |  | 1
Microgrid Power Pty Ltd | 93 628 991 131 | [9 empty] | 1 | [10 empty] | 1
Microsoft Datacenter (Australia) Pty Limited | 31 163 792 078 | [18 empty] | 1 |  | 1
Millmerran Energy Trader Pty Ltd | 23 084 923 973 |  |  | 1 | [17 empty] | 1
Mirani Solar Farm Pty Ltd | 615 329 845 | [18 empty] | 1 |  | 1
Moama Operationsco Pty Ltd ATF Moama Operations Trust | 73 132 412 985 | [18 empty] | 1 |  | 1
Mojo Power East Pty Ltd | 20 159 727 401 | [9 empty] | 1 | [10 empty] | 1
Mojo Power Pty Ltd | 85 604 909 837 | [9 empty] | 1 | [10 empty] | 1
Molong Operationsco Pty Ltd as Trustee for the Molong Operations Trust | 89 580 081 061 |  |  |  |  | 1 | [15 empty] | 1
Momentum Energy Pty Limited | 42 100 569 159 | [9 empty] | 1 | [10 empty] | 1
Mondo Power Pty Ltd | 73 097 962 395 | [10 empty] | 1 | [9 empty] | 1
Moorabool Wind Farm Interface Company Pty Ltd | 58 615 752 317 |  |  |  |  | 1 | [15 empty] | 1
Moree Asset Co Pty Ltd as the trustee for Moree Asset Trust | 44 642 641 419 |  |  |  |  | 1 | [15 empty] | 1
Morgan Solar Pty Ltd as trustee for the Morgan Solar Unit Trust | 80 980 892 705 | [18 empty] | 1 |  | 1
Mornington BESS Project Pty Ltd as trustee for the Mornington BESS Project Trust | 47 869 876 252 | [18 empty] | 1 |  | 1
Mortlake South Wind Farm Pty Ltd | 12 622 271 363 |  |  |  |  | 1 | [15 empty] | 1
Mortons Lane Windfarm Pty Limited | 37 126 367 600 |  |  |  | 1 | [16 empty] | 1
Mount Fox Energy Park Pty Ltd | 39 636 341 627 | [18 empty] | 1 |  | 1
Moura Solar Farm SPV Pty Ltd as the trustee for Moura Solar Farm Unit Trust | 73 167 400 650 |  |  |  |  | 1 | [15 empty] | 1
MP Tableland Green Power Pty Ltd | 17 614 688 694 | [6 empty] | 1 | [13 empty] | 1
Ms BCSF Holdings Pty Ltd ATF the Blind Creek Solar Farm Trust | 11 996 217 449 | [18 empty] | 1 |  | 1
Mt Gellibrand Wind Farm Pty Ltd | 30 125 610 639 |  |  |  |  | 1 | [15 empty] | 1
Mt Mercer WindFarm Pty Ltd | 86 118 169 421 |  |  |  |  | 1 | [15 empty] | 1
Mt Millar Wind Farm Pty Ltd | 67 107 673 361 |  |  |  | 1 | [16 empty] | 1
Mt Thorley Solar Pty Ltd | 46 631 273 035 | [18 empty] | 1 |  | 1
MTA Energy Pty Ltd | 41 622 895 274 | [9 empty] | 1 | [10 empty] | 1
Mugga Lane Solar Park Pty Ltd | 32 156 565 641 |  |  |  | 1 | [16 empty] | 1
Mumblin Wind Farm Pty Ltd | 81 652 614 705 | [18 empty] | 1 |  | 1
Munna Creek Solar Farm Pty Ltd | 89 620 305 428 | [18 empty] | 1 |  | 1
Murra Warra II Project Co Pty Ltd as Trustee for the Murra Warra II Project Trust | 82 961 145 141 |  |  |  | 1 | [16 empty] | 1
Murraylink Transmission Company Pty Ltd | 42 089 875 605 | [12 empty] | 1 | [7 empty] | 1
Neighbourhood Energy Pty Ltd | 97 109 118 578 | [9 empty] | 1 | [10 empty] | 1
NESF Pty Ltd as Trustee for New England Solar Project Trust | 45 494 489 821 |  |  |  |  | 1 | [15 empty] | 1
New Gullen Range Wind Farm Pty Ltd | 41 167 404 211 |  |  |  |  | 1 | [15 empty] | 1
NewGen Braemar 2 Partnership | 27 245 692 985 |  |  | 1 | [17 empty] | 1
Next Business Energy Pty Ltd | 91 167 937 555 | [8 empty] | 1 | 1 | [10 empty] | 1
North Queensland Renewable Energy Zone Pty Ltd | 65 639 684 263 | [18 empty] | 1 |  | 1
North West Bend Solar Project Pty Ltd | 644 802 184 | [18 empty] | 1 |  | 1
NovaPower Pty Ltd | 44 119 925 334 |  |  |  | 1 | [16 empty] | 1
NSW Electricity Networks Operations Pty Ltd as a Trustee for the NSW Electricity Networks Operations Trust | 70 250 995 390 |  |  |  | 1 | [6 empty] | 1 |  | 1 |  |  | 1 |  |  |  |  | 1
Numurkah Solar Farm Pty Ltd | 36 618 524 422 |  |  |  |  | 1 | [15 empty] | 1
Oaky Creek Coal Pty Ltd | 17 010 202 936 | [13 empty] | 1 |  |  | 1 |  |  |  | 1
OMPS Pty Ltd | 22 160 259 174 | [18 empty] | 1 |  | 1
OneSteel Manufacturing Pty Limited | 42 004 651 325 | [13 empty] | 1 | [6 empty] | 1
Online Power and Gas Pty Ltd | 95 164 285 634 | [9 empty] | 1 | [10 empty] | 1
Onsite Energy Solutions Pty Ltd | 92 164 385 693 | [9 empty] | 1 | [10 empty] | 1
Orange Creek Energy Pty Ltd | 41 615 593 998 | [18 empty] | 1 |  | 1
Origin Energy Electricity Limited | 33 071 052 287 |  |  | 1 | 1 | [5 empty] | 1 | [10 empty] | 1
Origin Energy Metering Coordinator Pty Ltd | 96 616 347 454 | [10 empty] | 1 | [9 empty] | 1
Origin Energy Uranquinty Power Pty Ltd | 26 120 384 938 | [9 empty] | 1 | [10 empty] | 1
Overland Sun Farming Pty Ltd | 76 150 464 001 | [18 empty] | 1 |  | 1
OVO Energy Pty Ltd | 99 623 475 089 | [9 empty] | 1 | [10 empty] | 1
Oxley Solar Development Pty Ltd | 15 629 954 329 | [18 empty] | 1 |  | 1
Oz Green Energy I Pty Ltd | 55 659 529 218 | [18 empty] | 1 |  | 1
OzGen Retail Pty Ltd | 22 129 658 206 | [9 empty] | 1 | [10 empty] | 1
PA Power Microgrid 1 Pty Ltd | 44 635 323 410 | [9 empty] | 1 | [10 empty] | 1
Pacific Energy (Hydro) Pty Ltd | 86 004 474 186 | [8 empty] | 1 | [11 empty] | 1
Pacific Energy Trading Pty Ltd | 63 642 539 482 | [17 empty] | 1 |  |  | 1
Pacific Hydro Challicum Hills Pty Ltd | 88 101 989 744 |  |  |  | 1 | [16 empty] | 1
Pacific Hydro Clements Gap Pty Ltd | 87 109 911 097 |  |  |  |  | 1 | [15 empty] | 1
Pacific Hydro Crowlands Pty Ltd | 19 620 640 486 |  |  |  |  | 1 | [15 empty] | 1
Pacific Hydro Haughton Solar Farm Pty Ltd | 31 617 201 653 |  |  |  |  | 1 | [15 empty] | 1
Pacific Hydro Investments Pty Ltd | 18 053 747 407 |  |  |  | 1 | [16 empty] | 1
Pacific Hydro Portland Wind Farm Pty Ltd | 75 103 162 474 | [6 empty] | 1 | [13 empty] | 1
Pacific Hydro Yaloak South Pty Ltd | 11 612 249 671 |  |  |  | 1 | [16 empty] | 1
Pangea Energy Pty Ltd | 15 613 559 470 | [18 empty] | 1 |  | 1
Parkes Solar Farm Pty Ltd | 24 615 225 664 |  |  |  |  | 1 | [15 empty] | 1
Pelican Point Power Limited | 11 086 411 814 |  |  | 1 | [17 empty] | 1
Photon Energy SGA Pty Ltd | 29 645 266 173 | [8 empty] | 1 | [11 empty] | 1
Pioneer Sugar Mills Pty Ltd | 63 009 889 856 | [6 empty] | 1 | [13 empty] | 1
Pirie Solar Farm Pty Ltd | 77 624 758 425 | [8 empty] | 1 | [11 empty] | 1
PLUS ES | 30 179 420 673 | [10 empty] | 1 | [9 empty] | 1
Pooled Energy Pty Ltd (Administrators Appointed) | 31 163 873 078 | [9 empty] | 1 | [10 empty] | 1
Port Adelaide Energy Pty Ltd | 83 105 607 538 |  |  | 1 | [17 empty] | 1
Power Club Limited (in Liquidation) | 71 603 346 836 | [9 empty] | 1 | [10 empty] | 1
Powercor Australia Ltd | 89 064 651 109 | [10 empty] | 1 |  |  | 1 |  |  | 1 |  |  |  | 1
Powerdirect Pty Ltd | 28 067 609 803 | [9 empty] | 1 | [10 empty] | 1
Powerlink Queensland (Queensland Electricity Tranmission Corporation Ltd) | 82 078 849 233 | [10 empty] | 1 |  | 1 |  |  | 1 |  |  |  |  | 1
Powermeteric Metering Pty Ltd | 89 131 072 707 | [10 empty] | 1 | [9 empty] | 1
Powershop Australia Pty Limited | 41 154 914 075 | [9 empty] | 1 | [10 empty] | 1
Powow Power Pty Ltd | 39 644 212 322 | [9 empty] | 1 | [10 empty] | 1
Progressive Green Pty Ltd | 27 130 175 343 |  |  |  | 1 |  |  |  |  | 1 | 1 | [10 empty] | 1
Progressive Renewable Developments Goondiwindi Pty Ltd | 21 629 560 621 | [18 empty] | 1 |  | 1
Pumped Hydro (SA) Pty Ltd | 11 617 761 743 | [18 empty] | 1 |  | 1
Punch's Creek Renewable Energy Pty Ltd | 67 657 894 767 | [18 empty] | 1
Pyrenees Wind Energy Developments Pty Ltd | 31 097 047 268 |  |  |  | 1 | [16 empty] | 1
Qenergy Limited | 58 120 124 101 | [9 empty] | 1 | [10 empty] | 1
QGC Sales Qld Pty Ltd | 80 120 323 588 |  |  | 1 | [17 empty] | 1
Quandong Solar Farm Pty Ltd | 642 613 072 | [18 empty] | 1 |  | 1
Queensland Bulk Water Supply Authority (trading as Seqwater) | 75 450 239 876 | [8 empty] | 1 | [11 empty] | 1
Radian Holdings Pty Ltd | 94 633 200 656 | [9 empty] | 1 | [10 empty] | 1
Reach Solar Energy Management Company Pty Limited | 40 608 853 989 | [18 empty] | 1 |  | 1
ReAmped Energy Pty Ltd | 21 605 682 684 | [9 empty] | 1 | [10 empty] | 1
Red Energy Pty Limited | 60 107 479 372 | [9 empty] | 1 | [10 empty] | 1
Renew Power Group Pty Ltd | 74 615 045 237 | [8 empty] | 1 | [11 empty] | 1
ResourceCo BERF Pty Ltd | 38 652 200 532 | [18 empty] | 1 |  | 1
Rex Minerals (SA) Pty Ltd | 95 125 407 669 | [18 empty] | 1 |  | 1
Rifle Butts Wind Farm Pty Ltd | 83 614 265 253 | [18 empty] | 1 |  | 1
Rio Tinto Aluminium (Bell Bay) Limited | 91 009 483 201 | [9 empty] | 1 | [10 empty] | 1
Rise Renewables Pty Ltd | 53 621 541 348 | [18 empty] | 1 |  | 1
Riverina Solar Farm Pty Ltd | 28 611 245 704 | [18 empty] | 1 |  | 1
Robertstown Solar 1 Pty Limited | 37 621 450 940 | [18 empty] | 1 |  | 1
Robertstown Solar 2 Pty Limited | 91 621 451 161 | [18 empty] | 1 |  | 1
Rodds Bay Solar Farm Pty Ltd | 622 753 333 | [18 empty] | 1 |  | 1
Rollingstone Solar Farm Pty Ltd | 14 610 264 358 | [18 empty] | 1 |  | 1
Ross River Operations Pty Ltd as the Trustee for the Ross River Operations Trust | 49 588 936 886 |  |  |  |  | 1 | [15 empty] | 1
Royalla Solar Farm Pty Ltd | 29 158 394 677 |  |  |  | 1 | [16 empty] | 1
RTA Yarwun Pty Ltd | 73 137 266 301 |  |  |  | 1 | [5 empty] | 1 | [10 empty] | 1
RWE Renewables Energy Marketing Australia Pty Ltd | 27 634 863 782 | [17 empty] | 1 |  | 1 | 1
RWE Supply & Trading Asia-Pacific PTE. Ltd | N/A | [17 empty] | 1 |  |  | 1
Rye Park Renewable Energy Pty Ltd | 34 601 541 931 | [18 empty] | 1 |  | 1
Rye Park Wind Farm Pty Ltd | 11 153 598 586 | [18 empty] | 1 |  | 1
Salt Creek Wind Farm Pty Ltd | 94 121 087 492 |  |  |  |  | 1 | [15 empty] | 1
Sanctuary Energy Pty Ltd | 62 128 995 433 | [9 empty] | 1 | [10 empty] | 1
Santos NSW (Narrabri Power) Pty Ltd | 42 104 570 943 |  |  |  | 1 |  |  | 1 | [13 empty] | 1
Sebastopol Asset Co Pty Ltd as Trustee for the Sebastopol Asset Trust | 37 872 674 686 |  |  |  |  | 1 | [15 empty] | 1
Shell Energy Retail Pty Ltd | 87 126 175 460 |  |  | 1 | [5 empty] | 1 | 1 | [10 empty] | 1
Shell New Energies Australia Pty Ltd | 95 630 182 606 |  |  |  |  | 1 | [15 empty] | 1
Shine Energy Power Pty Ltd | 54 645 734 087 | [18 empty] | 1 |  | 1
Shine Hub Pty. Ltd. | 72 614 356 302 | 1 | [19 empty] | 1
Shoalhaven Starches Pty Ltd | 94 000 045 045 | [18 empty] | 1 |  | 1
Silicon Aurora Pty Ltd | 14 606 360 169 | [18 empty] | 1 |  | 1
Simply Energy | 67 269 241 237 | [9 empty] | 1 | [10 empty] | 1
Smart Energy Retail Pty Ltd | 49 639 060 405 | [9 empty] | 1 | [10 empty] | 1
SmartestEnergy Australia Pty Ltd | 37 632 313 029 | [8 empty] | 1 | 1 | [10 empty] | 1
Smithfield Power Generation Pty Ltd | 45 616 835 682 |  |  | 1 | [17 empty] | 1
Snowtown Wind Farm Pty Ltd | 76 109 468 804 |  |  |  |  | 1 | [15 empty] | 1
Snowtown Wind Farm Stage 2 Pty Ltd | 85 155 626 252 |  |  |  |  | 1 | [15 empty] | 1
Snowy Hydro Limited | 17 090 574 431 |  |  | 1 | 1 | [16 empty] | 1
Social Energy Australia Pty Ltd (In Liquidation) | 75 631 510 042 | [9 empty] | 1 | [10 empty] | 1
Solar River Projectco Pty Ltd (ACN 634 725 223) as trustee for the Solar River Project Trust No 1 | 42 253 459 301 | [18 empty] | 1 |  | 1
sonnen Australia Pty Limited | 87 611 337 547 | 1 | [19 empty] | 1
South Australian Water Corporation | 69 336 525 019 |  |  | 1 | 1 | 1 |  |  |  | 1 | 1 | [7 empty] | 1 |  |  | 1
South Energy Pty Ltd as Trustee for Superman Energy Trust | 66 532 053 622 | [18 empty] | 1 |  | 1
South Street Energy Pty Ltd | 62 157 916 099 | [8 empty] | 1 | [11 empty] | 1
Spotless Facility Services Pty Ltd | 83 072 293 880 | [10 empty] | 1 | [9 empty] | 1
Springdale Solar Farm Pty Limited | 620 367 768 | [18 empty] | 1 |  | 1
Stanwell Corporation Limited | 37 078 848 674 |  |  | 1 | 1 |  |  |  |  | 1 | 1 | [10 empty] | 1
Star of the South Wind Farm Pty Ltd as trustee for the Star of the South Trust | 68 239 717 297 | [18 empty] | 1 |  | 1
Starfish Hill Wind Farm Pty Ltd | 54 099 761 261 |  |  |  | 1 | [16 empty] | 1
Stockyard Hill Wind Farm Pty Ltd | 71 118 119 501 |  |  |  |  | 1 | [15 empty] | 1
Sumo Power Pty Ltd | 86 601 199 151 | [9 empty] | 1 | [10 empty] | 1
Sun Farms Australia Pty Ltd | 620 086 722 | [18 empty] | 1 |  | 1
Sun Metals Corporation Pty Ltd | 97 074 241 982 |  |  |  |  | 1 |  |  |  |  | 1 | [10 empty] | 1
Sun Retail Pty Ltd | 97 078 848 549 | [9 empty] | 1 | [10 empty] | 1
Sun Spot 3 Pty Ltd | 28 618 128 733 | [18 empty] | 1 |  | 1
Sun Spot 6 Pty Ltd | 88 619 036 181 | [18 empty] | 1 |  | 1
Sunraysia Solar Project Pty Ltd | 75 612 072 536 | [18 empty] | 1 |  | 1
Sunraysia Solar Project Pty Ltd as Trustee of Sunraysia Solar Project Trust | 86 116 311 664 |  |  |  |  | 1 | [15 empty] | 1
Suntop SF Pty Ltd as trustee for the Suntop Asset Trust | 27 936 338 087 |  |  |  |  | 1 | [15 empty] | 1
Susan River Solar Pty Ltd as Trustee for Susan River Solar Trust | 75 778 423 009 |  |  |  |  | 1 | [15 empty] | 1
Sustainable Business Energy Solutions Pty Ltd | 21 131 625 600 | [8 empty] | 1 | [11 empty] | 1
SWF1 Operations Pty Ltd | 601 425 316 | [18 empty] | 1 |  | 1
Syncline Energy Pty Ltd | 26 117 458 803 | [18 empty] | 1 |  | 1
Synergen Power Pty Limited | 66 092 560 819 |  |  | 1 | [6 empty] | 1 | [10 empty] | 1
Tango Energy Pty Ltd | 43 155 908 839 | [9 empty] | 1 | [10 empty] | 1
Taralga Wind Farm Nominees No 2 Pty Ltd (ATF Taralga Wind Farm Operating Trust) | 31 159 439 522 |  |  |  |  | 1 | [15 empty] | 1
Tasmanian Irrigation Pty Ltd | 95 722 799 075 | [6 empty] | 1 | [13 empty] | 1
Tasmanian Networks Pty Ltd | 24 167 357 299 | [10 empty] | 1 |  | 1 | 1 |  | 1 | 1 |  |  |  | 1
Tatura East Solar Farm Pty Ltd | 71 649 600 288 | [18 empty] | 1 |  | 1
Telstra Energy (Generation) Pty Ltd | 32 613 554 233 |  |  |  |  | 1 |  |  |  | 1 | [11 empty] | 1
Telstra Energy (Retail) Pty Ltd | 23 645 100 447 | [9 empty] | 1 | [10 empty] | 1
Terrain Solar Pty Ltd | 13 616 856 172 | [18 empty] | 1 |  | 1
The Trustee for the SWF1 Operations Trust | 34 830 863 882 |  |  |  |  | 1 | [15 empty] | 1
The University of Queensland | 63 942 912 684 |  |  |  |  | 1 | [15 empty] | 1
Tibra Trading Pty Limited | 42 117 881 759 | [17 empty] | 1 |  |  | 1
Tilt Renewables Australia Pty Ltd | 15 101 038 331 | [18 empty] | 1 |  | 1
Tilt Renewables Limited | 55 613 749 616 | [18 empty] | 1 |  | 1
Tilt Renewables Retail Pty Ltd | 82 133 552 539 | [8 empty] | 1 | [11 empty] | 1
Tomago Aluminium Company Pty Ltd | 68 001 862 228 | [9 empty] | 1 | [10 empty] | 1
Toora Wind Farm Pty Ltd | 56 126 722 076 |  |  |  | 1 | [16 empty] | 1
TotalEnergies Gas & Power Asia Private Limited | 71 161 771 286 | [17 empty] | 1 |  |  | 1
TotalEnergies Gas & Power Australia Pty Ltd | 87 167 432 448 | [9 empty] | 1 | [10 empty] | 1
Lumea Pty Ltd as Trustee for Lumea Trust | 94 121 353 950 | [10 empty] | 1 |  | 1 | [7 empty] | 1
Transmission Operations (Australia) 2 Pty Ltd | 34 605 734 129 | [12 empty] | 1 | [7 empty] | 1
Transmission Operations (Australia) Pty Ltd | 21 159 526 520 | [12 empty] | 1 | [7 empty] | 1
Tully Sugar Limited | 92 011 030 256 | [18 empty] | 1 |  | 1
United Energy Distribution Pty Ltd | 70 064 651 029 | [10 empty] | 1 |  |  | 1 |  |  | 1 |  |  |  | 1
Urth Energy Pty Ltd (Adminstrators Appointed) | 52 601 693 109 | [9 empty] | 1 | [10 empty] | 1
Vector Advanced Metering Services (Australia) Pty Ltd trading as Elect Data Services | 28 098 108 797 | [10 empty] | 1 | [9 empty] | 1
Vellocet Clean Energy Pty Ltd | 57 613 368 040 | [8 empty] | 1 | [11 empty] | 1
Vena Energy Services (Australia) Pty Ltd | 89 609 132 747 |  |  |  |  | 1 | [15 empty] | 1
Venn Artibir Group Pty Ltd | 42 632 214 674 | [18 empty] | 1 |  | 1
Veolia Environmental Services (Australia) Pty Ltd | 20 051 316 584 |  |  |  | 1 | [16 empty] | 1
Victorian Big Battery Pty Ltd | 91 644 584 421 |  |  | 1 | [6 empty] | 1 | [10 empty] | 1
VIOTAS Australia Pty Ltd | 96 643 554 107 | 1 | [19 empty] | 1
Vivienne Court Trading Pty Ltd | 86 153 821 571 | [17 empty] | 1 |  | 1 | 1
VRT TEK Pty Ltd | 12 644 509 562 | [10 empty] | 1 | [9 empty] | 1
W.H. Heck & Sons Proprietary Limited | 91 009 661 401 |  |  |  | 1 | [16 empty] | 1
Wagga Wagga Operationsco Pty Ltd as trustee for Wagga Wagga Operations Trust | 74 319 039 965 |  |  |  |  | 1 | [15 empty] | 1
Walla Walla Solar Farm Pty Ltd | 26 627 937 473 | [18 empty] | 1 |  | 1
Wangaratta Solar Farm Pty Ltd | 25 608 644 435 | [18 empty] | 1 |  | 1
Waterloo Wind Farm Pty Ltd | 87 113 160 731 |  |  |  |  | 1 | [15 empty] | 1
Wellington Battery ProjectCo Pty Ltd as trustee for the Wellington Battery Project Trust | 68 823 389 150 | [18 empty] | 1
Wemen Asset Co Pty Ltd as Trustee for Wemen Solar Unit Trust | 76 874 996 133 |  |  |  |  | 1 | [15 empty] | 1
West Mokoan Solar Farm Pty Ltd | 16 653 500 942 | [18 empty] | 1 |  | 1
West Wyalong Fund Pty Ltd as Trustee for the West Wyalong Trust | 33 293 732 784 |  |  |  |  | 1 | [15 empty] | 1
Western Downs Green Power Hub Pty Ltd as trustee for Western Downs Green Power Hub Trust | 80 638 653 184 |  |  |  |  | 1 | [15 empty] | 1
Western Downs Solar Project Pty Ltd | 45 618 515 174 | [18 empty] | 1 |  | 1
Western Sydney Energy & Resource Recovery Centre Pty Ltd as trustee for the Western Sydney Energy & Resource Recovery Centre Trust | 15 224 694 303 | [18 empty] | 1 |  | 1
WestWind Energy Pty Ltd | 94 109 132 201 | [18 empty] | 1 |  | 1
White Rock Wind Farm Pty Ltd | 45 153 592 173 |  |  |  |  | 1 | [15 empty] | 1
White Wind Project No 1 Pty Ltd | 40 630 956 384 | [18 empty] | 1 |  | 1
Whitsunday Solar Farm Pty Ltd | 20 615 715 270 |  |  |  |  | 1 | [15 empty] | 1
Wild Cattle Hill Pty Ltd | 61 610 777 369 |  |  |  |  | 1 | [15 empty] | 1
Willogoleche Power Pty Limited | 22 112 307 589 |  |  |  |  | 1 | [15 empty] | 1
Wilmar Sugar Pty Ltd | 44 081 051 792 | [6 empty] | 1 | [13 empty] | 1
WINconnect Pty Ltd | 71 112 175 710 | [9 empty] | 1 | [10 empty] | 1
Wind Projects Australia Project 1 Pty Ltd | 82 622 899 567 | [18 empty] | 1 |  | 1
Windy Hill Wind Farm Pty Ltd | 60 126 722 094 |  |  |  | 1 | [16 empty] | 1
WinterbourneWind Pty Ltd | 59 113 000 150 | [18 empty] | 1 |  | 1
Winton Asset Co Pty Ltd as the Trustee for Winton Asset Trust | 22 313 259 458 |  |  |  |  | 1 | [15 empty] | 1
Wodonga Solar Power Pty Ltd | 90 622 199 240 | [18 empty] | 1 |  | 1
Wollar Solar Development Pty Ltd | 88 621 969 266 | [18 empty] | 1 |  | 1
Woodlawn Wind Pty Ltd | 38 139 165 610 |  |  |  |  | 1 | [15 empty] | 1
Woolooga Fund Pty Ltd as Trustee for the Woolooga Trust | 79 195 305 015 |  |  |  |  | 1 | [15 empty] | 1
Woolsthorpe Wind Farm Pty Ltd | 104 022 237 | [18 empty] | 1 |  | 1
X-Elio Australia Pty Ltd | 42 617 094 863 | [18 empty] | 1 |  | 1
X-Elio Blue Grass Pty Ltd | 24 634 260 227 |  |  |  |  | 1 | [15 empty] | 1
Y.E.S. Energy (SA) Pty Ltd | 22 627 706 594 | [8 empty] | 1 | 1 | [10 empty] | 1
Yarranlea Solar Pty Ltd | 30 609 850 553 |  |  |  |  | 1 | [15 empty] | 1
Yatpool Sun Farm Pty Ltd | 83 610 306 324 |  |  |  |  | 1 | [15 empty] | 1
YD Projects Pty Ltd | 50 156 004 732 | [8 empty] | 1 | [11 empty] | 1
Zen Energy Retail Pty Ltd | 54 615 751 052 | [9 empty] | 1 | [10 empty] | 1

## Applications Received
Applicant | Date | Station Name | Region | Dispatch Type | Classification | Fuel Source - Primary | Fuel Source - Descriptor | Reg Cap (MW) | Maximum ramp rate (MW/minute)
EZI Power Pty Ltd | 2021-02-24 |  |  | Customer | Market Customer
Y.E.S Energy (SA) Pty Ltd | 2021-12-07 | RMGE120 | SA1 | Customer | Ancillary Service Load | Battery | Battery
Y.E.S Energy (SA) Pty Ltd | 2021-12-07 | RMGE122 | SA1 | Customer | Ancillary Service Load | Battery | Battery
Y.E.S Energy (SA) Pty Ltd | 2021-12-07 | RMGE123 | SA1 | Customer | Ancillary Service Load | Battery | Battery
South Australian Water Corporation | 2022-01-18 | Christies Beach WWTP | SA1 | Generator | Ancillary Services Generating Unit | Grid | Battery and Inverter | 2.16 | -
South Australian Water Corporation | 2022-01-18 | Christies Beach WWTP | SA1 | Customer | Ancillary Service Load | Grid | Battery and Inverter | 2.16 | -
AGL PARF NSW Pty Ltd | 2022-02-08 | Broken Hill Solar Plant, Units 1-80 | NSW1 | Generator | Market Semi-Scheduled | Solar | Solar | 53.76 | 20
Enel X Australia Pty Ltd | 2022-03-02 | ENOCSTA | VIC1 | Demand Response Service Provider | Ancillary Service Load
EnergyX Markets Pty Ltd | 2022-04-04 | DREXMN1 | NSW1 | Demand Response Service Provider | Ancillary Service Load
Wyalong Solar Farm Pty Ltd As Trustee For The Wyalong Solar Farm Unit Trust | 2022-05-05 | Wyalong Solar Farm | NSW1 | Generator | Market Semi-Scheduled | Solar | Solar | 62.32 | 11
Shell Energy Retail Pty Ltd | 2022-05-20 | Shell Energy Retail DR VIC 1 | VIC1 | Customer | Ancillary Service Load
Iberdrola Australia Energy Markets Pty Ltd | 2022-06-01 | Port Augusta Renewable Energy Park | SA1 | Generator | Market Semi-Scheduled | Solar | Solar | 99 | 70
Open Energi Australia Pty Ltd | 2022-06-06 | DRLIE01 | NSW1 | Demand Response Service Provider | Ancillary Service Load
Mondo Power Pty Ltd | 2022-06-08 | Phillip Island Battery Energy Storage System (BESS), Units 1-5 | VIC1 | Generator | Market Scheduled | Battery Storage | Grid | 7.174 | 2
Mondo Power Pty Ltd | 2022-06-08 | Phillip Island Battery Energy Storage System (BESS), Units 1-5 | VIC1 | Customer | Scheduled Load
Bess Penfield Pty Ltd | 2022-06-09 | Penfield Battery Energy Storage System | SA1 | Customer | Maket Customer | Battery storage | Grid | 20 | 4
Acacia Energy Pty Ltd | 2022-06-17 | DRACAN1 | NSW1 | Demand Response Service Provider | Ancillary Service Load
Tailem Bend II Project Company Pty LTd ATF the Tailem Bend II Project Trust | 2022-07-04 | Tailem Bend 2 Hybrid | SA1 | Generator | Market Semi-Scheduled, Market Scheduled | Solar, Battery storage | Solar, Battery | 156 | 128
IPower 2 Pty Ltd & IPower Pty Ltd (Simply Energy) | 2022-07-04 | VPP Simply SA 1 | SA1 | Demand Response Service Provider | Ancillary Service Load
Enel X Australia Pty Ltd | 2022-07-05 | DRXNDA05 | NSW1 | Demand Response Service Provider | Wholesale Demand Response Unit |  |  | 12 | 12
Tailem Bend II Project Company Pty Ltd as trustee for the Tailem Bend II Project Trust | 2022-07-28 | Tailem Bend 2 Hybrid Renewable Power Station | SA1 | Customer | Scheduled Load | Solar, Battery storage | Solar, Battery | 156 | 128
Energy Locals Pty Ltd | 2022-07-29 | ASVEL1 | VIC1 | Customer | Ancillary Service Load
Energy Locals Pty Ltd | 2022-07-29 | ASNSEL2 | NSW1 | Customer | Ancillary Service Load
Energy Locals Pty Ltd | 2022-07-29 |  | SA1 | Customer | Ancillary Service Load
Wandoan Solar Project Co Pty Ltd as trustee (ACN 652 333 581) for Wandoan Solar Project Trust | 2022-05-08 | Wandoan Solar Farm 1 | QLD1 | Generator | Market Semi-Scheduled | Solar | Solar | 159 | 25
Next Business Energy Pty Ltd | 2022-09-01 | Ropes Crossing Village Shopping Centre | NSW1 |  | SGA
PA Power MicroGrid 1 Pty Ltd | 2022-09-07 | IKEA Brooklyn Park | SA1 | Customer | Ancillary Service Load | Battery | Battery
Iberdrola Australia Energy Markets Pty Ltd | 2022-10-03 | Avonlie Solar Farm | NSW1 | Generator | Market Semi-Scheduled | Solar | Solar | 254.1 | 38
Shell Energy Retail Pty Ltd | 2022-10-10 | Burrinjack Hydro Power Station | NSW1 | Generator | Market Non-Scheduled | Hydro | Run of River | 34 | 2
Shell Energy Retail Pty Ltd | 2022-10-10 | Riverina Energy Storage System 1 | NSW1 | Generator | Market Scheduled | Battery storage | Battery | 80 | 12
Shell Energy Retail Pty Ltd | 2022-10-11 | Riverina Energy Storage System 1 | NSW1 | Customer | Scheduled Load | Battery storage | Battery | 60 | 12
Capital Battery Pty Ltd as trustee for Capital Battery Trust | 2022-10-28 | Capital Battery, Units 1-33 | NSW1 | Generator | Market Scheduled | Battery | Grid | 125.4 | 30
Capital Battery Pty Ltd as trustee for Capital Battery Trust | 2022-10-28 | Capital Battery, Units 1-33 | NSW1 | Customer | Scheduled Load | Battery | Grid | 125.4 | 30
Stanwell Corporation Limited | 2022-11-14 | Clarke Creek Wind Farm, Units 1-100 | QLD1 | Generator | Market Semi-Scheduled | Wind | Wind | 4.5
Shell Energy Retail Pty Ltd | 2022-11-18 | Keepit Hydro Power Station | NSW1 | Generator | Market Non-Scheduled | Hydro | Water | 6 | 8
Shell Energy Retail Pty Ltd | 2022-11-18 | Hume Power Station | NSW1 | Generator | Market Scheduled | Hydro | Water | 29 | 70
Shell Energy Retail Pty Ltd | 2022-11-18 | Mount Mercer Power Station | VIC1 | Generator | Market Semi-Scheduled | Wind | Wind | 131.2 | 131
Bouldercombe Battery Project Co Pty Ltd as trustee for Bouldercombe Battery Project Trust | 28/112022 | Bouldercombe Battery Project | QLD1 | Generator | Market Scheduled | Battery storage | Battery | 67.2 | TBC
Dulacca Energy Project Co Pty Ltd | 2022-11-28 | Dulacca Wind Farm | QLD1 | Generator | Market Semi-Scheduled | Wind | Wind | 180.6 | TBC
Iberdrola Australia Energy Markets Pty Limited | 2022-12-01 | Bolivar Power Station | SA1 | Generator | Ancillary Service Generating Unit | Fossil | Natural Gas | 128 | 26
Goyder Wind Farm 1 Pty Ltd (ACN 643 229 869) as the Trustee for Goyder Wind Farm 1 Trust | 2022-12-01 | Goyder South Wind Farm 1 A units 1 - 38 | SA1 | Generator | Market Semi-Scheduled | Wind | Wind | 209
EnergyAustralia Pty Ltd | 2022-12-02 | Darlington Point Energy Storage System | NSW1 | Generator | Market Scheduled | Battery storage | Battery | 25 | 5
EnergyAustralia Pty Ltd | 2022-12-02 | Darlington Point Energy Storage System | NSW1 | Customer | Scheduled Load | Battery storage | Battery | 25 | 5
EnergyAustralia Pty Ltd | 2022-12-02 | Riverina Energy Storage System 2, Units 1-48 | NSW1 | Generator | Market Scheduled | Battery storage | Battery | 65 | 13
EnergyAustralia Pty Ltd | 2022-12-02 | Riverina Energy Storage System 2, Units 1-48 | NSW1 | Customer | Scheduled Load | Battery storage | Battery | 65 | 13
Wollar Solar Development Pty Ltd | 2022-12-09 | Wollar Solar Farm | NSW1 | Generator | Market Semi-Scheduled | Solar | Solar | 324 | 56
Kingaroy Propertyco Pty Ltd as The Trustee for Kingaroy Propert | 2022-12-29 | Kingaroy Solar Farm | QLD1 | Generator | Market Semi-Scheduled | Solar | Solar | 47.56 | 8
Diamond Energy Pty Ltd | 2023-01-09 | Ferguson South Wind Farm Unit 1 | VIC1 | Generator | Market Non-Scheduled | Solar | Solar | 8
Diamond Energy Pty Ltd | 2023-11-10 | Ferguson North Wind Farm Unit 2 | VIC2 | Generator | Market Non-Scheduled | Solar | Solar | 4
The Trustee for The DPESS Trust (ABN 15 781 846 258) DPESS Pty Ltd | 2023-01-18 |  |  | Customer | Market Customer
EnergyAustralia Pty Ltd | 2023-01-20 | Tallawarra Power Station, Tallawarra B Unit 1 | NSW1 | Generator | Market Scheduled | Fossil | Natural Gas | 320 | 25

## Ceasing Registration
Registered Participant | ABN | Category of Participant | Facility | Units | Region | Type | Capacity | Time | Notice of Closure Date (NER Clause 2.10.1)
ActewAGL Distribution | 76 670 568 688 | Metering Coordinator | [5 empty] | 2022-02-15
Adani Infrastructure Pty Ltd | 16 606 764 827 | Intending | [5 empty] | 2020-04-24
Adani Mining Pty Ltd | 27 145 455 205 | Intending | [5 empty] | 2017-02-03
AETV Pty Ltd | 29 123 391 613 | Generator | Bell Bay Three Power Station: Bell Bay Three Units 1-3 and Tamar Valley Peaking Plant Unit 1 | 1-3 and 1 | TAS1 | Market Scheduled | 205 | 2019-10-10
AETV Pty Ltd | 29 123 391 613 | Generator | Tamar Valley Combined Cycle Power Station | 1-2 | TAS1 | Market Scheduled | 208 | 2019-10-10
AGL Energy Services (Queensland) Pty Limited | 80 104 759 471 | Generator | Roghan Road Power Station |  | QLD1 | Market Non-Scheduled |  | 2010-04-30
AGL Hydro Partnership | 86 076 691 481 | Generator | Oakey Power Station | 1-2 | QLD1 | Market Scheduled |  | 2015-01-01
AGL Hydro Partnership | 86 076 691 481 | Generator | Suncoast Gold Macadamias Unit 1 | 1 | QLD1 | Market Non-Scheduled | 1 | 2016-01-15
AGL Hydro Partnership | 86 076 691 481 | Generator | West Nowra Landfill Gas Power Generation Facility | 1 | NSW1 | Market Non-Scheduled | 1 | 2022-03-10 | 2022-03-10
AGL Hydro Partnership | 86 076 691 481 | Generator | Kincumber Landfill Site | 1 | NSW1 | Market Non-Scheduled | 1 | 2021-12-31 | 2021-12-31
AGL Hydro Partnership | 86 076 691 481 | Generator | West Nowra Landfill Gas Power Generation Facility | 1 | NSW1 | Market Non-Scheduled | 1 | 2022-03-10 | 2022-03-10
AGL Hydro Partnership | 86 076 691 481 | Generator | Woy Woy Landfill Site | 1 | NSW1 | Market Non-Scheduled | 1 | 2021-12-31 | 2021-12-31
AGL Hydro Partnership | 86 076 691 481 | Generator | AGL Kemps Creek Power Station | 1-2 | NSW1 | Market Non-Scheduled | 1 | 2022-06-10 | 2022-06-10
AGL Macquarie Pty Limited | 18 167 859 494 | Generator | Hunter Valley Gas Turbines | 1-2 | NSW1 | Market Scheduled | 25 | 2022-03-15 | 2022-03-15
AGL Macquarie Pty Limited | 18 167 859 494 | Generator | Liddell Power Station | 1 | NSW1 | Market Scheduled | 500 |  | 2023-04-30
AGL Macquarie Pty Limited | 18 167 859 494 | Generator | Liddell Power Station | 2 | NSW1 | Market Scheduled | 500 |  | 2023-04-26
AGL Macquarie Pty Limited | 18 167 859 494 | Generator | Liddell Power Station | 3 | NSW1 | Market Scheduled | 500 | 2022-04-02 | 2022-04-02
AGL Macquarie Pty Limited | 18 167 859 494 | Generator | Liddell Power Station | 4 | NSW1 | Market Scheduled | 500 |  | 2023-04-20
AGL SA Generation Pty Limited | 84 081 074 204 | Generator | Torrens Island A Power Station | 1 | SA1 | Market Scheduled | 120 | 2021-09-30 | 2021-09-30
AGL SA Generation Pty Limited | 84 081 074 204 | Generator | Torrens Island A Power Station | 2 | SA1 | Market Scheduled | 120 | 2020-09-30 | 2020-09-30
AGL SA Generation Pty Limited | 84 081 074 204 | Generator | Torrens Island A Power Station | 3 | SA1 | Market Scheduled | 120 | 2022-09-30 | 2022-09-30
AGL SA Generation Pty Limited | 84 081 074 204 | Generator | Torrens Island A Power Station | 4 | SA1 | Market Scheduled | 120 | 2020-09-30 | 2020-09-30
AGL SA Generation Pty Limited | 84 081 074 204 | Generator | Torrens Island B Power Station | 4 | SA1 | Market Scheduled | 200 |  | 2026-06-30
AGL Sales (Queensland Electricity) Pty Limited | 66 078 875 902 | Generator | Brooklyn Landfill Gas Power Station | 1-3 | VIC1 | Market Non-Scheduled |  | 2013-11-08
AGL Sales (Queensland Electricity) Pty Limited | 66 078 875 902 | Generator | Eastern Creek | 1-4 | NSW1 | Market Non-Scheduled |  | 2014-02-15
AGL Sales (Queensland Electricity) Pty Limited | 66 078 875 902 | Generator | German Creek Waste Coal Miine Power Station | 1-16 | QLD1 | Market Non-Scheduled |  | 2013-01-01
AGL Sales (Queensland Electricity) Pty Limited | 66 078 875 902 | Generator | Grange Avenue Landfill Gas Power Station | 1 | NSW1 | Market Non-Scheduled | 2 | 2013-08-01
AGL Sales (Queensland Electricity) Pty Limited | 66 078 875 902 | Generator | Jacks Gully Landfill Gas Power Station | 1-2 | NSW1 | Market Non-Scheduled |  | 2013-08-01
AGL Sales (Queensland Electricity) Pty Limited | 66 078 875 902 | Generator | KRC Cogeneration Plant Power Station | 1-3 | QLD1 | Market Non-Scheduled |  | 2012-12-14
AGL Sales (Queensland Electricity) Pty Limited | 69 078 875 902 | Generator | Whytes Gully Green Waste Power Plant. |  | NSW1 | Market Non-Scheduled |  | 2007-10-12
AGL Sales Pty Ltd | 82 064 651 083 | Generator | University of Western Sydney Co-Generation Facility | 1 | NSW1 | Market Non-Scheduled | 1 | 2006-03-01
AGL Southern Hydro (NSW) Pty Ltd | 73 056 452 601 | Generator | Yarrawonga Power Station | 1-2 | VIC1 | Non Market, Non-Scheduled |  | 2013-07-01
Alcoa of Australia Limited | 93 004 879 298 | Generator | Anglesea Power Station | 4 |  | Market Scheduled |  | 2015-09-01
Alinta EATM Pty Ltd | 70 083 050 168 | Generator, Trader | [5 empty] | 2010-01-10
Apex Energy N L | 40 097 997 914 | Intending | [5 empty] | 2017-02-03
Arrow Energy Trading Pty Ltd | 68 139 053 133 | Generator | Daandine Power Station | 1-12 | QLD1 | Market Non-Scheduled | 33 | 2022-04-17
Aurora Energy Pty Ltd | 85 082 464 622 | Network Service Provider | Tasmanian Networks Pty Ltd |  | TAS1 | NSP, Distribution, Metering Data Provider & Metering Provider |  | 2014-07-01
Ausgrid | 67 505 337 385 | Generator | Mornington Waste Disposal | 1 | VIC1 | Market Non-Scheduled |  | 2011-07-01
Ausgrid | 67 505 337 385 | Generator | Woodlawn Bioreactor | 1-6 | NSW1 | Market Non-Scheduled |  | 2011-07-01
Ausgrid | 67 505 337 385 | Generator | Wyndham Waste Disposal | 1 | VIC1 | Market Non-Scheduled |  | 2011-07-01
Australian Power and Gas (NSW) Pty Ltd | 95 116 613 435 | Customer | [5 empty] | 2012-05-16
Australian Power and Gas Pty Limited | 26 118 609 813 | Market Customer | [5 empty] | 2016-01-21
Australian Solar Group Pty Ltd | 59 141 480 284 | Intending | [5 empty] | 2020-01-03
Bald Hills Wind Farm Pty Ltd | 13 117 264 712 | Intending | [5 empty] | 2020-05-22
Balfour Beatty Investments Australia Pty Limited | 94 166 345 017 | Intending | [5 empty] | 2017-02-03
Barclays Bank PLC | 86 062 449 585 | Trader | [5 empty] | 2014-03-18
BE Pro S Pty Ltd | 34 623 315 104 | Intending | [5 empty] | 2019-09-24
Bell Bay Power Pty Ltd | 52 097 079 331 | Generator | [5 empty] | 2009-11-14
Boreas Wind Group (Australia) Pty Ltd | 64 148 173 353 | Intending | [5 empty] | 2017-02-03
BP Energy Asia Pte Limited | 77 549 205 033 | Trader | [5 empty] | 2013-04-04
BP Solar Pty Ltd | 52 094 827 531 | Intending | [5 empty] | 2013-03-19
Bright Spark Power Pty Limited | 54 622 864 984 | Market Customer | [5 empty] | 2022-07-30
C S Energy Limited | 54 078 848 745 | Generator | Callide Power Station | 1 & 2 | QLD1 | Market Non-Scheduled | 60 | 2022-04-01 | 2022-04-30
C S Energy Limited | 54 078 848 745 | Generator | Callide A Power Station | 2 | QLD1 | Market Scheduled |  | 2011-05-17
C S Energy Limited | 54 078 848 745 | Generator | Collinsville Power Station | 1 | QLD1 | Market Scheduled |  | 2011-07-01
C S Energy Limited | 54 078 848 745 | Generator | Swanbank B Power Station | 2 & 4 | QLD1 | Market Scheduled |  | 2011-07-01
C S Energy Limited | 54 078 848 745 | Generator | Swanbank B Power Station | 1 & 3 | QLD1 | Market Scheduled |  | 2011-07-01
C S Energy Limited | 54 078 848 745 | Generator | Swanbank Power Station E | 1 | QLD1 | 4 |  | 2011-07-01
CBD Energy Limited | 88 010 966 793 | Intending | [5 empty] | 2014-12-01
CitiPower Pty | 76 064 651 056 | Customer | [5 empty] | 2011-04-04
Click Energy Pty Ltd | 41 116 567 492 | Customer | [5 empty] | 2022-08-29
Comet Solar Farm Pty Ltd | 72 618 108 286 | Intending | Comet Solar Farm |  |  |  |  | 2021-11-01
CSR Limited | 90 000 001 276 | Generator | Invicta Sugar Mill |  | QLD1 | Market Non-Scheduled |  | 2013-05-16
CuString Pty Ltd | 47 137 531 054 | Intending | [5 empty] | 2011-08-19
Delta Electricity | 67 139 819 642 | Generator | Broadwater Power Station | 1-2 | NSW1 | Market Non-Scheduled |  | 2013-11-08
Delta Electricity | 67 139 819 642 | Generator | Condong Power Station | 1 | NSW1 | Market Non-Scheduled |  | 2013-11-08
Delta Electricity | 67 139 819 642 | Generator | Munmorah Power Station | 4 | NSW1 | Market Scheduled |  | 2014-05-29
Delta Electricity | 67 139 819 642 | Generator | Munmorah Power Station | 3 | NSW1 | Market Scheduled |  | 2014-05-29
EDL (TT) Pty Limited | 95 088 169 135 | Generator | Teralba Power Station | 1,2,4 | NSW1 | Market Non-Scheduled |  | 2021-11-18
EDL Group Operations Pty Ltd | 39 055 555 416 | Generator | Claytons Landfill Gas Power Station | 1-11 | VIC1 | Market Non-Scheduled |  | 2013-11-08
EDL LFG (QLD) Pty Ltd | 21 071 089 579 | Generator | Roghan Road LFG Power Plant | 1 | QLD1 | Market Non-Scheduled |  | 2019-07-26
EDL LFG (SA) Pty Limited | 21 055 640 321 | Generator | Pedler Creek Landfill Gas Power Station | 1-3 | SA1 | Market Non-Scheduled |  | 2017-07-25
EDL LFG (SA) Pty Ltd | 21 055 640 321 | Generator | Highbury Landfill Gas Power Station Unit 1 | 1 | SA1 | Market Non-Scheduled |  | 2016-06-19
EDL LFG (SA) Pty Ltd | 21 055 640 321 | Generator | Tea Tree Gully Landfill Gas Power Station Unit 1 | 1 | SA1 | Market Non-Scheduled |  | 2016-06-19
EEW Eco Energy World Australia Proprietary Ltd | 14 611 582 239 | Intending | [5 empty] | 2019-09-27
Elaine Windfarm Pty Ltd | 31 127 338 827 | Intending | [5 empty] | 2020-05-22
Electrade II Pty Limited | 40 127 459 563 | Trader | [5 empty] | 2012-11-09
Enel X Australia Pty Ltd | 49 104 710 278 | Generator | Nine Network Willoughby Plant | 1 | NSW1 | Market Non-Scheduled |  | 2021-03-29
Energy Brix Australia Corporation Pty Ltd | 79 074 736 833 | Market Customer, Generator | Energy Brix Complex Power Station | 1-3 | VIC1 | Market Scheduled |  | 2016-03-14
EnergyAustralia Pty Ltd | 99 086 014 968 | Generator | Wallerawang C Power Station | 7 | NSW1 | Market Scheduled |  | 2014-06-20
EnergyAustralia Pty Ltd | 99 086 014 968 | Generator | Wallerawang C Power Station | 8 | NSW1 | Market Scheduled |  | 2014-12-30
EnergyAustralia Pty Ltd | 99 086 014 968 | Generator | Waterloo Wind Farm | 1 | SA1 | Market Semi-Scheduled |  | 2012-11-02
EnerNOC Pty Ltd | 49 104 710 278 | Generator | Amcor Glass, Gawler Plant | 1-3 | SA1 | Market Non-Scheduled |  | 2015-12-31
EnerNOC Pty Ltd | 49 104 710 278 | Generator | Bankstown Sports Club Plant Units | 1-2 | NSW1 | Market Non-Scheduled | 2 | 2018-03-12
EnerNOC Pty Ltd | 49 104 710 278 | Generator | Blue Lake Milling Power Plant | 1 | SA1 | Market Non-Scheduled | 0.5 | 2018-03-12
EnerNOC Pty Ltd | 49 104 710 278 | Generator | Symex Power Plant | 1 | VIC1 | Market Non-Scheduled |  | 2012-11-30
Eraring Energy | 31 357 688 069 | Generator | Brown Mountain Hydro Power Station | 1-6 | NSW1 | Market Non-Scheduled |  | 2013-08-02
Eraring Energy | 31 357 688 069 | Generator | Burrinjuck Mountain Hydro Power Station | 3-5 | NSW1 | Market Non-Scheduled |  | 2013-08-02
Eraring Energy | 31 357 688 069 | Generator | Hume (NSW) Hydro Power Station | 1-2 | NSW1 | Market Scheduled |  | 2013-08-02
Eraring Energy | 31 357 688 069 | Generator | Hume (Vic) Hydro Power Station | 1-2 | VIC1 | Market Non-Scheduled |  | 2013-08-02
Eraring Energy | 31 357 688 069 | Generator | Keepit Hydro Power Station | 1 | NSW1 | Market Non-Scheduled |  | 2013-08-02
Eraring Energy | 31 357 688 069 | Generator | Warragamba Power Station | 1 | NSW1 | Market Non-Scheduled |  | 2013-07-19
ERM Land Holdings Pty Ltd | 40 083 762 056 | Intending | [5 empty] | 2009-09-08
Essential Energy | 37 428 185 226 | Generator | Broken Hill Gas Turbines, Units 1-2 | 1-2 | NSW1 | Market Non-Scheduled | 50 | 2022-06-14
Essential Energy | 37 428 185 226 | Generator | Daandine Power Station | 1-11 | QLD1 | Market Non-Scheduled |  | 2013-10-04
Essential Energy | 37 428 185 226 | Generator | Lake Bonney Wind Farm | 1-46 | SA1 | Market Non-Scheduled |  | 2012-05-10
Essential Energy | 37 428 185 226 | Generator | Lucas Heights II Stage 2 | 1-4 | NSW1 | Market Non-Scheduled |  | 2012-05-10
Essential Energy | 37 428 185 226 | Generator | Oaky Creek Mine Power Station | 1-16 | QLD1 | Market Non-Scheduled |  | 2013-10-04
Essential Energy | 37 428 185 226 | Generator | Rochedale Renewable Energy Facility Units | 1-4 | QLD1 | Market Non-Scheduled |  | 2011-09-23
Essential Energy | 37 428 185 226 | Generator | Whitwood Road Power Station | 1 | QLD1 | Market Non-Scheduled |  | 2011-09-23
Essential Energy | 37 428 185 226 | Generator | Wonthaggie Wind Farm | 1-6 | VIC1 | Market Non-Scheduled |  | 2012-05-10
Firmus Grid Pty Ltd | 31 638 040 534 | MASP/DRSP |  |  | TAS1 | Ancillary Service Load | 2 | 2022-03-07 | 2022-03-22
First Solar (Australia) Pty Ltd | 66 141 686 946 | Intending | [5 empty] | 2019-04-11
Flinders Operating Services Pty Ltd | 36 094 130 837 | Generator | Northern Power Station | 1-2 | SA1 | Market Scheduled |  | 2016-09-01
Flinders Operating Services Pty Ltd | 36 094 130 837 | Generator | Playford B Power Station | 1-4 | SA1 | Market Scheduled |  | 2016-09-01
FRV Services Australia Pty Ltd | 60 151 469 662 | Intending | [5 empty] | 2020-01-03
Gannawarra Solar Farm Pty Ltd | 33 615 736 895 | Intending | Gannawarra Solar Farm Units | 1-22 | VIC1 |  |  | 2018-03-20
Green State Power Pty Ltd | 52 163 839 147 | Generator | Brown Mountain Hydro Power Station |  | NSW1 | Market Non-Scheduled |  | 2014-12-08
Green State Power Pty Ltd | 52 163 839 147 | Generator | Burrinjuck Hydro Power Station | 3, 4 & 5 | NSW1 | Market Non-Scheduled |  | 2014-07-18
Green State Power Pty Ltd | 52 163 839 147 | Generator | Hume (NSW) Hydro Power Station | 1-2 | NSW1 | Market Scheduled |  | 2014-07-18
Green State Power Pty Ltd | 52 163 839 147 | Generator | Hume (Vic) Hydro Power Station | 1-2 | VIC1 | Market Scheduled |  | 2014-07-18
Green State Power Pty Ltd | 52 163 839 147 | Generator | Keepit Hydro Power Station | 1 | NSW1 | Market Non-Scheduled |  | 2014-07-18
Green State Power Pty Ltd | 145 051 994 | Intending | [5 empty] | 2013-03-19
Gullen Range Wind Farm Pty Ltd | 81 129 017 787 | Network Service Provider | Gullen Range Wind Farm | 1-73 | NSW1 | Market Semi-Scheduled |  | 2014-07-11
Hazelwood Power Partnership (Trading as Hazelwood Power) | 40 924 759 557 | Generator | Hazelwood Power Station | 1-8 | VIC1 | Market Scheduled |  | 2017-04-01
Hornsdale Power Reserve Pty Ltd | 619 311 983 | Intending | [5 empty] | 2020-01-03
HWF Holdco 1 Pty Ltd | 88 167 598 594 | Intending | [5 empty] | 2020-01-03
HWF3 Pty Ltd | 49 610 776 068 | Intending | [5 empty] | 2020-01-03
Hydro-Electric Corporation | 48 072 377 158 | Generator | Bell Bay Diesel Generator |  | TAS1 | Market Non-Scheduled |  | 2016-08-23
Hydro-Electric Corporation trading as Hydro Tasmania | 48 072 377 158 | Generator | Terminal Storage Mini Hydro Power Station | 1 | SA1 | Market Non-Scheduled |  | 2017-09-14
Iberdrola Australia SAGT Pty Limited | 77 635 710 360 | Generator | Temporary Generation South | 1-4 | SA1 | Market Scheduled | 123 | 2022-02-09 | 2022-05-01
IMC Pacific Pty Ltd | 89 099 273 846 | Trader | [5 empty] | 2011-03-22
Independent Electricity Retail Solutions Pty Ltd | 47 107 316 423 | Customer | [5 empty] | 2011-08-06
Investec Australia Limited | 55 071 292 594 | Intending | [5 empty] | 2020-05-22
Kiata Wind Farm Pty Ltd | 79 607 460 873 | Generator | Kiata Wind Farm | 1-9 | VIC1 | Market Semi-Scheduled |  | 2022-10-18
Kiata Wind Farm Pty Ltd | 79 607 460 873 | Intending | [5 empty] | 2020-01-03
Kyoto Energy Wind Scone Pty Ltd | 41 144 582 525 | Intending | [5 empty] | 2020-05-22
LGI Limited | 49 138 085 551 | Intending | Woolgoola Solar Farm |  |  |  |  | 2021-08-26
Limondale Sun Farm Pty Ltd | 66 617 558 728 | Intending | [5 empty] | 2019-12-24
Lincoln Gap Wind Farm Pty Limited | 52 133 372 595 | Intending | [5 empty] | 2020-01-03
LMS Energy Pty Ltd | 39 059 428 474 | Generator | Hallam Road Renewable Energy Facility | 7-8 | VIC1 | Market Non-Scheduled |  | 2013-06-12
LMS Energy Pty Ltd | 39 059 428 474 | Generator | Remount Renewable Energy Facility | 1-2 | TAS1 | Market Non-Scheduled |  | 2020-12-31
Lumo Energy (SA) Pty Ltd | 61 114 356 697 | Generator | Hunter Economic Zone | 1-16 | NSW1 | Market Non-Scheduled Generator |  | 2016-10-28
Lumo Energy Australia Pty Ltd | 69 100 528 327 | Generator | Hallam Road Renewable Energy Facility | 1-8 | VIC1 | Market Non-Scheduled |  | 16/11/2019*
Lumo Energy Australia Pty Ltd | 69 100 528 327 | Generator | Wollert Renewable Energy Facility | 1-7 | VIC1 | Market Non-Scheduled |  | 16/11/2019*
Lumo Generation SA Pty Ltd | 87 115 291 042 | Generator | Awaba Power Station |  | NSW1 | Market Non-Scheduled |  | 2020-06-19
Lumo Generation SA Pty Ltd | 87 115 291 042 | Generator | Awaba Power Station |  | NSW1 | Market Non-Scheduled |  | 16/11/2019*
Lumo Generation SA Pty Ltd | 87 115 291 042 | Generator | Remount Power Station | 1-2 | TAS1 | Market Non-Scheduled |  | 16/11/2019*
Lyon Solar Pty Ltd | 50 616 160 073 | Intending | [5 empty] | 2019-06-19
Macquarie Bank Limited | 46 008 583 542 | Market Customer |  |  |  | Retailer |  | 2022-09-30
Macquarie Generation | 18 402 904 344 | Generator | Bayswater Power Station |  | NSW1 | Market Scheduled |  | 2014-09-03
Macquarie Generation | 18 402 904 344 | Generator | Hunter Valley Gas Turbines |  | NSW1 | Market Scheduled |  | 2014-09-03
Macquarie Generation | 18 402 904 344 | Generator | Liddell Power Station |  | NSW1 | Market Scheduled |  | 2014-09-03
Macquarie Generation | 18 402 904 344 | Market Customer |  |  | NSW1 |  |  | 2014-09-03
Merrill Lynch Commodities (Europe) Limited | 17 571 601 210 | Trader | [5 empty] | 2011-07-29
Metz NewCo Pty Ltd | 34 610 480 281 | Intending | Metz Solar Farm |  | NSW1 | Market Semi-Scheduled | 100 | 2020-11-11
Momentum Energy Pty Limited | 42 100 569 159 | Exemption | Dandenong Hospital |  | VIC1 | Market Semi-Scheduled |  | 2021-11-09
Momentum Energy Pty Limited | 42 100 569 159 | Exemption | Geelong Hospital |  | VIC1 | Market Semi-Scheduled |  | 2021-11-09
Momentum Energy Pty Limited | 42 100 569 159 | Exemption | Royal Melbourne Hospital Unit 1 and Unit 2 |  | VIC1 | Market Semi-Scheduled |  | 2021-11-09
Momentum Energy Pty Limited | 42 100 569 159 | Exemption | St Vincent's Hospital |  | VIC1 | Market Semi-Scheduled |  | 2021-11-09
Momentum Energy Pty Limited | 42 100 569 159 | Exemption | The Alfred Hospital |  | VIC1 | Market Semi-Scheduled |  | 2021-11-09
Moree Solar Farm Pty Ltd | 24 147 861 345 | Generator | Moree Solar Farm | 1-56 | NSW1 | Market Semi-Scheduled | 56 | 2022-06-14
Mt Hope Family Trust & B.L Welsh & J.M Welsh & M.F Welsh as a Family Partnership trading as MF Welsh & Co | 74 374 972 205 | Intending | [5 empty] | 2017-02-03
Murra Warra Project Co Pty Ltd | 616 990 731 | Intending | [5 empty] | 2020-04-24
N.P. Power Pty Ltd | 82 094 423 006 | Intending | [5 empty] | 2017-02-03
OM Financial Limited | N/A | Trader | [5 empty] | 2021-03-08
Origin Energy Electricity Limited | 33 071 052 287 | Generator | Eraring Power Station | 1 | NSW1 | Market Scheduled | 720 |  | 2025-08-19
Origin Energy Electricity Limited | 33 071 052 287 | Generator | Eraring Power Station | 2 | NSW1 | Market Scheduled | 720 |  | 2025-08-19
Origin Energy Electricity Limited | 33 071 052 287 | Generator | Eraring Power Station | 3 | NSW1 | Market Scheduled | 720 |  | 2025-08-19
Origin Energy Electricity Limited | 33 071 052 287 | Generator | Eraring Power Station | 4 | NSW1 | Market Scheduled | 720 |  | 2025-08-19
Origin Energy Electricity Limited | 33 071 052 287 | Generator | Lucas Heights II Stage 2 | 1-4 | NSW1 | Market Non-Scheduled |  | 2013-01-01
Origin Energy Electricity Limited | 33 071 052 287 | Generator | Osborne Power Station | 1-2 | SA1 | Market Scheduled | 180 |  | 2023-12-31
Origin Energy Electricity Limited | 33 071 052 287 | Generator | Rochedale Renewable Energy Facility | 1-4 | QLD1 | Market Non-Scheduled |  | 2020-01-01
Origin Energy Electricity Limited | 33 071 052 287 | Generator | Whitwood Road Power Station |  | QLD1 | Market Non-Scheduled |  | 2020-01-01
Origin Energy Uranquinty Power Pty Ltd | 26 120 384 938 | Generator | Bungala One Solar Farm | 1-54 | SA1 | Market Semi-Scheduled |  | 2022-09-06
Origin Energy Uranquinty Power Pty Ltd | 26 120 384 938 | Generator | Bungala Two Solar Farm | 1-54 | SA1 | Market Semi-Scheduled |  | 2022-09-06
Photon Energy AUS SPV 2 Pty Ltd | 63 159 386 259 | Intending | [5 empty] | 2019-09-24
Power Club Limited (in Liquidation) | 71 603 346 836 | Intending | [5 empty] | 2019-09-24
Queensland Nickel Pty Ltd | 85 009 842 068 | Generator | Yabulu Refinery | 1-4 | QLD1 |  |  | 2020-12-18
RATCH-Australia Collinsville Pty Limited | 84 058 436 847 | Generator | Collinsville Power Station | 1-5 | QLD1 | Market Scheduled |  | 2013-01-01
RE Oakey Pty Ltd | 38 160 581 626 | Intending | [5 empty] | 2020-01-03
Recurrent Energy Australia Pty Ltd | 61 156 635 415 | Intending | [5 empty] | 2014-08-05
Redbank Project Pty Limited | 34 075 222 561 | Generator |  |  |  | Market Scheduled |  | 2015-10-13
Renewable Power Australia Ltd | 14 158 240 192 | Generator | Rocky Point Co-Generation Plant | 1 | QLD1 | Market Non-Scheduled |  | 2022-10-11
Renewable Power Ventures Pty Ltd | 25 102 696 159 | Intending | [5 empty] | 2009-08-28
RES Australia Pty Ltd | 55 106 637 754 | Intending | [5 empty] | 2020-04-24
RES Southern Cross Pty Limited | 79 106 640 206 | Intending | [5 empty] | 2013-03-21
Rocky Point Power Project Pty Ltd | 21 117 462 889 | Generator | Rocky Point Co-Generation Plant | 1 | QLD1 | Market Non-Scheduled |  | 2013-08-22
Ross River Operations Pty Ltd | 616 327 827 | Intending | [5 empty] | 2020-04-24
SA Power Networks | 13 332 330 749 | Generator | Temporary Generation North | 1-5 | SA1 | Market Non-Scheduled |  | 2021-11-25
SA Power Networks | 13 332 330 749 | Market Customer |  |  | SA1 |  |  | 2017-12-01
Santos (TGR) Pty Ltd | 29 098 099 908 | Intending | [5 empty] | 2017-02-03
Secure Energy Pty Ltd | 83 124 703 224 | Generator | Southbank Institute of Technology | 1 | QLD1 | Market Non-Scheduled |  | 2019-07-12
Societe Generale | 71 092 516 286 | Trader | [5 empty] | 2011-02-10
Solar Choice Pty Ltd | 97 134 064 958 | Intending | [5 empty] | 2020-01-03
Stanwell Corporation Limited | 37 078 848 674 | Generator | Gladstone Power Station | 1-6 | QLD1 | Market Scheduled |  | 2011-07-01
Stanwell Corporation Limited | 37 078 848 674 | Generator | Mackay Gas Turbine | 1 | QLD1 | Market Scheduled | 30 | 2021-04-01
Stanwell Corporation Limited | 37 078 848 674 | Generator | Swanbank B Power Station | 1 & 3 | QLD1 | Market Scheduled |  | 2013-08-13
State Electricity Commission Victoria (SECV) | 58 155 836 293 | Generator, Market Customer | Anglesea Power Station, Point Henry Smelter | 1 | VIC1 | Market Scheduled |  | 2014-08-01
Sun Spot 2 Pty Ltd | 13 618 128 671 | Intending | St George Solar Farm |  |  |  |  | 2021-08-12
Sun Spot 7 Pty Ltd | 23 632 230 794 | Intending | Sebastopol Solar Farm |  |  |  |  | 2021-11-02
Sunshine Energy Australia Pty Ltd | 84 617 880 752 | Intending | [5 empty] | 2020-04-24
Sustainable Energy Infrastructure Pty Ltd as the trustee for Sustainable Energy Infrastructure Trust | 50 746 683 694 | Exemption | Werribee Western Treatment Plant. |  | VIC1 | 5-30MW |  | 2021-01-01
Tarong Energy Corporation Limited | 52 078 848 736 | Generator | Tarong Gas Turbine | 1 | QLD1 | Market Scheduled |  | 2011-07-01
Tarong Energy Corporation Limited | 52 078 848 736 | Generator | Tarong North Power Station | 1 | QLD1 | Market Scheduled |  | 2011-07-01
Tarong Energy Corporation Limited | 52 078 848 736 | Generator | Tarong Power Station | 1-4 | QLD1 | Market Scheduled |  | 2011-07-01
Tarong Energy Corporation Limited | 52 078 848 736 | Generator | Wivenhoe Power Station | 1-2 | QLD1 | Market Scheduled |  | 2011-07-01
Tarong Energy Corporation Limited | 52 078 848 736 | Customer | [5 empty] | 2012-01-31
The Solar River Project Pty Ltd | 40 622 113 517 | Intending | The Solar River Project |  | SA1 |  |  | 2019-11-18
TransAlta Energy (Australia) Pty Ltd | 40 062 135 844 | Intending | [5 empty] | 2020-04-24
Transend Networks Pty Ltd | 57 082 586 892 | Generator | Transend Networks transmission system |  | TAS1 | NSP, Transmission & Special Participant, System Operator |  | 2014-07-01
TRUenergy Pty Ltd | 99 086 014 968 | Generator | Hallett Power Station | 1-3 | SA1 | Market Scheduled |  | 2010-12-23
TW Power Services Pty Ltd | 50 112 723 181 | Generator | Granville Harbour Wind Farm | 1-31 | TAS1 | Market Semi-Scheduled | 110 | 2020-11-17
Utilities Management Pty Ltd | 25 090 664 878 | NSP | SA Distribution Network |  | SA1 | Network |  | 2009-05-10
Valley Power Pty Ltd | 16 083 964 407 | Generator | Valley Power Peaking Facility | 1-6 | VIC1 | Market Scheduled |  | 2012-02-01
Vector International Pacific Pty Ltd as Trustee for The Meehan Family Trust | 15 596 735 786 | Metering Coordinator | [5 empty] | 2022-02-08
Waterloo Wind Farm Pty Ltd | 87 113 160 731 | Intending | [5 empty] | 2010-12-16
Westcoast Wind Pty Ltd | 85 153 303 523 | Intending | Granville Harbour Wind Farm | 1-31 | TAS1 | Market Semi-Scheduled | 110 | 2019-11-02
Westcoast Wind Pty Ltd | 153 303 523 | Intending | [5 empty] | 2020-01-03
Westpac Banking Corporation | 33 007 457 141 | Trader | [5 empty] | 2021-11-16
Willogoleche Power Pty Limited | 22 112 307 589 | Intending | [5 empty] | 2020-01-03
Windlab Systems Pty Ltd | 26 104 461 958 | Intending | [5 empty] | 2020-04-24
Y.E.S (Aust) Pty Ltd | 22 134 318 924 | Small Generation Aggregator | [5 empty] | 2020-08-07
Zap Energy Australia Pty Ltd | 92 618 444 910 | Intending | [5 empty] | 2020-05-22
ZeroGen Pty Ltd | 25 118 696 932 | Intending | [5 empty] | 2010-12-16

## Suspended Participants
Registered Participant | ABN | Category of Participant | Time
COzero Energy Retail Pty Ltd | 85 165 155 966 | Market Customer | 24:00 hours Australian Eastern Standard Time 3 July 2018
Energy One Pty Ltd | 37 076 583 018 | Market Customer | 24:00 hours Australian Eastern Standard Time on 22 June 2007
GoEnergy Pty Ltd | 14 097 708 104 | Market Customer and Market Small Generation Aggregation | 24:00 hours Australian Eastern Standard Daylight Savings Time on 1 April 2016
Redbank Project Pty Limited | 34 075 222 561 | Market Scheduled Generator | 24:00 hours Australian Eastern Standard Time on 1 January 2015
Urth Energy Pty Ltd (Administrators Appointed) | 52 601 693 109 | Market Customer | 24:00 hours Australian Eastern Standard Time on 1 February 2017
Pooled Energy Pty Limited (In Liquidation) (Receivers and Managers Appointed) | 31 163 873 078 | Market Customer | 00:00 hours Australian Eastern Standard Time on 25 May 2022
Enova Energy Pty Ltd (Administrators Appointed) | 16 606 176 756 | Market Customer | 0:00 hours Australian Eastern Standard Time on 22 June 2022
Power Club Limited (in Liquidation) | 71 603 346 836 | Market Customer | 0:00 hours Australian Eastern Standard Time on 12 July 2022
Firmus Grid Pty Ltd | 31 638 040 534 | Market Customer - Scheduled Load | 0:00 hours Australian Eastern Standard time on 9 August 2022

## Generators and Scheduled Loads
Participant | Station Name | Region | Dispatch Type | Category | Classification | Fuel Source - Primary | Fuel Source - Descriptor | Technology Type - Primary | Technology Type - Descriptor | Physical Unit No. | Unit Size (MW) | Aggregation | DUID | Reg Cap (MW) | Max Cap (MW) | Max ROC/Min
South Australian Water Corporation | Adelaide Desalination Plant | SA1 | Generator | Market | Scheduled | Battery storage | Grid | Storage | Battery and Inverter | 1 | 3.14 | Y | ADPBA1G | 3.14 | 2.428 | 2
South Australian Water Corporation | Adelaide Desalination Plant | SA1 | Load | Market | Scheduled | Battery storage | Grid | Storage | Battery and Inverter | 1 | 3.14 | Y | ADPBA1L | 3.14 | 2.428 | 2
South Australian Water Corporation | Adelaide Desalination Plant | SA1 | Generator | Market | Scheduled | Battery storage | Grid | Storage | Battery and Inverter | 2-3 | 2.31 | Y | ADPBA1G | 4.62 | 3.572 | 2
South Australian Water Corporation | Adelaide Desalination Plant | SA1 | Load | Market | Scheduled | Battery storage | Grid | Storage | Battery and Inverter | 2-3 | 2.31 | Y | ADPBA1L | 4.62 | 3.572 | 2
South Australian Water Corporation | Adelaide Desalination Plant | SA1 | Generator | Market | Non-Scheduled | Hydro | Water | Renewable | Run of River | 1-2 | 0.72 | Y | ADPMH1 | 1.44 | 1 | -
South Australian Water Corporation | Adelaide Desalination Plant | SA1 | Generator | Market | Non-Scheduled | Solar | Solar | Renewable | Photovoltaic Flat panel | 1 | 0.02 | Y | ADPPV3 | 0.02 | 0.02 | -
South Australian Water Corporation | Adelaide Desalination Plant | SA1 | Generator | Market | Non-Scheduled | Solar | Solar | Renewable | Photovoltaic Flat panel | 1-2 | 0.1 | Y | ADPPV2 | 0.2 | 0.2 | -
South Australian Water Corporation | Adelaide Desalination Plant | SA1 | Generator | Market | Semi-Scheduled | Solar | Solar | Renewable | Photovoltaic Tracking Flat panel | 1-4, 5-9 | 2.75 | Y | ADPPV1 | 24.75 | 19 | 4
AGL Hydro Partnership | Agl Kemps Creek | NSW1 | Generator | Market | Non-Scheduled | Renewable/ Biomass / Waste | Landfill Methane / Landfill Gas | Combustion | Compression Reciprocating Engine | 1-2 | 0.5 | Y | AGLSITA1 | 1 | 2 | 0
Snowy Hydro Limited | Angaston Power Station | SA1 | Generator | Market | Scheduled | Fossil | Diesel | Combustion | Compression Reciprocating Engine | 1-30 | 1.667 | Y | ANGAST1 | 50 | 50 | 14
EDL Group Operations Pty Ltd | Appin Power Plant | NSW1 | Generator | Market | Non-Scheduled | Fossil | Waste Coal Mine Gas | Combustion | Spark Ignition Reciprocating Engine | 1-54 | 1.03 | N | APPIN | 55.6 | 55 | 0
Ararat Wind Farm Pty Ltd | Ararat Wind Farm | VIC1 | Generator | Market | Semi-Scheduled | Wind | Wind | Renewable | Wind - Onshore | 1-31 | 3.23 | Y | ARWF1 | 241.59 | 241 | 50
Ararat Wind Farm Pty Ltd | Ararat Wind Farm | VIC1 | Generator | Market | Semi-Scheduled | Wind | Wind | Renewable | Wind - Onshore | 32 | 2.57 | Y | ARWF1 | - | - | -
Ararat Wind Farm Pty Ltd | Ararat Wind Farm | VIC1 | Generator | Market | Semi-Scheduled | Wind | Wind | Renewable | Wind - Onshore | 33-75 | 3.23 | Y | ARWF1 | - | - | -
AETV Pty Ltd | Bairnsdale Power Station | VIC1 | Generator | Market | Scheduled | Fossil | Natural Gas | Combustion | Open Cycle Gas turbines (OCGT) | 1 | 47 | Y | BDL01 | 47 | 47 | 4
AETV Pty Ltd | Bairnsdale Power Station | VIC1 | Generator | Market | Scheduled | Fossil | Natural Gas | Combustion | Open Cycle Gas turbines (OCGT) | 2 | 47 | Y | BDL02 | 47 | 47 | 4
Diamond Energy Pty Ltd | Baking Board Solar Farm | QLD1 | Generator | Market | Non-Scheduled | Solar | Solar | Renewable | Photovoltaic Tracking Flat panel | 1-7 | 2.5 | Y | BAKING1 | 17 | 14 | 1000
Alinta Energy Retail Sales Pty Ltd | Bald Hills Wind Farm | VIC1 | Generator | Market | Semi-Scheduled | Wind | Wind | Renewable | Wind - Onshore | 1-52 | 2.05 | Y | BALDHWF1 | 106.6 | 106 | 600
Enel X Australia Pty Ltd | Ballarat Base Hospital Plant | VIC1 | Generator | Market | Non-Scheduled | Fossil | Natural Gas | Combustion | Compression Reciprocating Engine | 1-2 | 1 | N | BBASEHOS | 3 | 3 | 1
Enel X Australia Pty Ltd | Ballarat Base Hospital Plant | VIC1 | Generator | Market | Non-Scheduled | Fossil | Diesel | Combustion | Compression Reciprocating Engine | 3 | 1 | N | BBASEHOS | - | - | -
EnergyAustralia Pty Ltd | Ballarat Battery Energy Storage System | VIC1 | Generator | Market | Scheduled | Battery storage | Grid | Storage | Battery | 1-17 | 1.764 | Y | BALBG1 | 30 | 30 | 360
EnergyAustralia Pty Ltd | Ballarat Battery Energy Storage System | VIC1 | Load | Market | Scheduled | - | - | Storage | Battery | 1-17 | 1.764 | Y | BALBL1 | 30 | 30 | 360
BWF Nominees Pty Ltd as The Trustee for BWF Trust | Bango 973 Wind Farm | NSW1 | Generator | Market | Semi-Scheduled | Wind | Wind | Renewable | Wind - Onshore | 1-30 | 5.16 | Y | BANGOWF1 | 159 | 155 | 31
BWF Nominees Pty Ltd as The Trustee for BWF Trust | Bango 999 Wind Farm | NSW1 | Generator | Market | Semi-Scheduled | Wind | Wind | Renewable | Wind - Onshore | 1-16 | 5.125 | Y | BANGOWF2 | 84.8 | 82.8 | 17
AGL Hydro Partnership | Banimboola Power Station | VIC1 | Generator | Market | Non-Scheduled | Hydro | Water | Renewable | Hydro - Gravity | 1-2 | 5.3 | Y | BAPS | 12.85 | 13
AGL Hydro Partnership | Banimboola Power Station | VIC1 | Generator | Market | Non-Scheduled | Hydro | Water | Renewable | Hydro - Gravity | 3 | 2.25 | Y | BAPS | - | - | -
Alinta Energy Retail Sales Pty Ltd | Bannerton Solar Park | VIC1 | Generator | Market | Semi-Scheduled | Solar | Solar | Renewable | Photovoltaic Tracking Flat panel | 1-40 | 2.5 | Y | BANN1 | 100 | 88 | 18
Ergon Energy Queensland Pty Ltd | Barcaldine Power Station | QLD1 | Generator | Market | Scheduled | Fossil | Natural Gas | Combustion | Combined Cycle Gas Turbine (CCGT) | 1 | 37 | Y | BARCALDN | 37 | 37 | 3
Diamond Energy Pty Ltd | Barcaldine Solar Farm | QLD1 | Generator | Market | Non-Scheduled | Solar | Solar | Renewable | Photovoltaic Tracking Flat panel | 1-2 | 10 | Y | BARCSF1 | 20 | 20 | 0
AGL SA Generation Pty Limited | Barker Inlet Power Station | SA1 | Generator | Market | Scheduled | Fossil | Natural Gas | Combustion | Compression Reciprocating Engine | 1-12 | 17.5 | Y | BARKIPS1 | 211 | 210 | 42
CleanCo Queensland Limited | Barron Gorge Power Station | QLD1 | Generator | Market | Scheduled | Hydro | Water | Renewable | Run of River | 1 | 30 | Y | BARRON-1 | 30 | 33 | 4
CleanCo Queensland Limited | Barron Gorge Power Station | QLD1 | Generator | Market | Scheduled | Hydro | Water | Renewable | Run of River | 2 | 30 | Y | BARRON-2 | 30 | 33 | 4
Basslink Pty Ltd | Basslink HVDC Link | TAS1 | Generator | Market | Non-Scheduled |  |  |  |  | 1 | 480 | N | BLNKTAS | 478 | 478
Basslink Pty Ltd | Basslink HVDC Link | VIC1 | Generator | Market | Non-Scheduled |  |  |  |  | 1 | 600 | N | BLNKVIC | 594 | 594
Hydro-Electric Corporation | Bastyan Power Station | TAS1 | Generator | Market | Scheduled | Hydro | Water | Renewable | Hydro - Gravity | 1 | 79.9 | Y | BASTYAN | 79.9 | 88 | 40
AGL Macquarie Pty Limited | Bayswater Power Station | NSW1 | Generator | Market | Scheduled | Fossil | Black Coal | Combustion | Steam Sub-Critical | 1 | 660 | Y | BW01 | 660 | 700 | 140
AGL Macquarie Pty Limited | Bayswater Power Station | NSW1 | Generator | Market | Scheduled | Fossil | Black Coal | Combustion | Steam Sub-Critical | 2 | 660 | Y | BW02 | 660 | 700 | 140
AGL Macquarie Pty Limited | Bayswater Power Station | NSW1 | Generator | Market | Scheduled | Fossil | Black Coal | Combustion | Steam Sub-Critical | 3 | 660 | Y | BW03 | 660 | 700 | 140
AGL Macquarie Pty Limited | Bayswater Power Station | NSW1 | Generator | Market | Scheduled | Fossil | Black Coal | Combustion | Steam Sub-Critical | 4 | 660 | Y | BW04 | 660 | 700 | 140
Hydro-Electric Corporation | Bell Bay Three Power Station | TAS1 | Generator | Market | Scheduled | Fossil | Natural Gas | Combustion | Open Cycle Gas turbines (OCGT) | 1 | 35 | Y | BBTHREE1 | 35 | 49 | 10
Hydro-Electric Corporation | Bell Bay Three Power Station | TAS1 | Generator | Market | Scheduled | Fossil | Natural Gas | Combustion | Open Cycle Gas turbines (OCGT) | 2 | 35 | Y | BBTHREE2 | 35 | 49 | 10
Hydro-Electric Corporation | Bell Bay Three Power Station | TAS1 | Generator | Market | Scheduled | Fossil | Natural Gas | Combustion | Open Cycle Gas turbines (OCGT) | 3 | 35 | Y | BBTHREE3 | 35 | 49 | 10
Hydro-Electric Corporation | Bell Bay Three Power Station | TAS1 | Generator | Market | Scheduled | Fossil | Natural Gas | Combustion | Open Cycle Gas turbines (OCGT) | 1 | 58 | Y | TVPP104 | 58 | 58 | 10
Berrybank Development Pty Ltd | Berrybank Wind Farm | VIC1 | Generator | Market | Semi-Scheduled | Wind | Wind | Renewable | Wind - Onshore | 1-43 | 4.06 | Y | BRYB1WF1 | 180.6 | 175.9 | 36
Berrybank 2 Asset Pty Ltd as trustee for Berrybank 2 Asset Trust | Berrybank 2 Wind Farm | VIC1 | Generator | Market | Semi-Scheduled | Wind | Wind | Renewable | Wind - Onshore | 1-26 | 4.038 | Y | BRYB2WF2 | 109 | 105 | 21
EDL Group Operations Pty Ltd | Berwick Power Plant | VIC1 | Generator | Non-Market | Non-Scheduled | Renewable/ Biomass / Waste | Landfill Methane / Landfill Gas | Combustion | Spark Ignition Reciprocating Engine | 1-5 | 1.44 | N | - | 7.2 | 7
FS NSW Project No 1 At Pty Ltd ATF The FS NSW Project No 1 Asset Trust | Beryl Solar Farm | NSW1 | Generator | Market | Semi-Scheduled | Solar | Solar | Renewable | Photovoltaic Tracking Flat panel | 1-60 | 1.64 | Y | BERYLSF1 | 98 | 87 | 88
Snowy Hydro Limited | Blowering Power Station | NSW1 | Generator | Market | Scheduled | Hydro | Water | Renewable | Hydro - Gravity | 1 | 70 | Y | BLOWERNG | 80 | 80 | 10
X-Elio Blue Grass Pty Ltd | Blue Grass Solar Farm | QLD1 | Generator | Market | Semi-Scheduled | Solar | Solar | Renewable | Photovoltaic Tracking Flat panel | 1-112 | 1.3214 | Y | BLUEGSF1 | 183 | 148 | 30
Boco Rock Wind Farm Pty Ltd | Boco Rock Wind Farm | NSW1 | Generator | Market | Semi-Scheduled | Wind | Wind | Renewable | Wind - Onshore | 1-58 | 1.7 | N | BOCORWF1 | 113.18 | 113 | 201
Boco Rock Wind Farm Pty Ltd | Boco Rock Wind Farm | NSW1 | Generator | Market | Semi-Scheduled | Wind | Wind | Renewable | Wind - Onshore | 59-67 | 1.62 | N | BOCORWF1 | - | - | -
Bodangora Wind Farm Pty Limited | Bodangora Wind Farm | NSW1 | Generator | Market | Semi-Scheduled | Wind | Wind | Renewable | Wind - Onshore | 1-33 | 3.43 | Y | BODWF1 | 113.19 | 111 | 50
AGL Hydro Partnership | Bogong / Mackay Power Station | VIC1 | Generator | Market | Scheduled | Hydro | Water | Renewable | Hydro - Gravity | 1-6 | 26.7 | Y | MCKAY1 | 300 | 300 | 60
Iberdrola Australia Energy Markets Pty Limited | Bolivar Power Station | SA1 | Generator | Market | Scheduled | Fossil | Natural Gas | Combustion | Open Cycle Gas turbines (OCGT) | 1-4 | 31.75 | Y | BOLIVPS1 | 128 | 127 | 26
South Australian Water Corporation | Bolivar Waste Water Treatment Plant | SA1 | Generator | Market | Semi-Scheduled | Solar | Solar | Renewable | Photovoltaic Tracking Flat panel | 1-3 | 2.75 | Y | BOWWPV1 | 8.25 | 6 | 2
South Australian Water Corporation | Bolivar Waste Water Treatment Plant | SA1 | Generator | Market | Scheduled | Battery storage | Grid | Storage | Battery and Inverter | 1-3, 4-5 | 0.64, 0.58 | Y | BOWWBA1G | 3.08 | 2 | 1
South Australian Water Corporation | Bolivar Waste Water Treatment Plant | SA1 | Load | Market | Scheduled | Battery storage | Grid | Storage | Battery and Inverter | 1-3, 4-5 | 0.64, 0.58 | Y | BOWWBA1L | 3.08 | 2 | 1
South Australian Water Corporation | Bolivar Waste Water Treatment Plant | SA1 | Generator | Market | Non-Scheduled | Fossil | Diesel | Combustion | Compression Reciprocating Engine | 1 | 0.66 | N | BOWWDG1 | 0.66 | 0.65 | -
Bomen Solar Farm Pty Ltd as trustee for Bomen SF Trust | Bomen Solar Farm | NSW1 | Generator | Market | Semi-Scheduled | Solar | Solar | Renewable | Photovoltaic Tracking Flat panel | 1-44 | 2.273 | Y | BOMENSF1 | 121 | 100 | 18
Arrow Southern Generation Pty Ltd And Arrow Braemar 2 Pty Ltd | Braemar 2 Power Station | QLD1 | Generator | Market | Scheduled | Fossil | Coal Seam Methane | Combustion | Open Cycle Gas turbines (OCGT) | 5 | 173 | Y | BRAEMAR5 | 173 | 173 | 35
Arrow Southern Generation Pty Ltd And Arrow Braemar 2 Pty Ltd | Braemar 2 Power Station | QLD1 | Generator | Market | Scheduled | Fossil | Coal Seam Methane | Combustion | Open Cycle Gas turbines (OCGT) | 6 | 173 | Y | BRAEMAR6 | 173 | 173 | 35
Arrow Southern Generation Pty Ltd And Arrow Braemar 2 Pty Ltd | Braemar 2 Power Station | QLD1 | Generator | Market | Scheduled | Fossil | Coal Seam Methane | Combustion | Open Cycle Gas turbines (OCGT) | 7 | 173 | Y | BRAEMAR7 | 173 | 173 | 35
Braemar Power Project Pty Ltd | Braemar Power Station | QLD1 | Generator | Market | Scheduled | Fossil | Coal Seam Methane | Combustion | Open Cycle Gas turbines (OCGT) | 1 | 168 | Y | BRAEMAR1 | 168 | 188 | 43
Braemar Power Project Pty Ltd | Braemar Power Station | QLD1 | Generator | Market | Scheduled | Fossil | Coal Seam Methane | Combustion | Open Cycle Gas turbines (OCGT) | 2 | 168 | Y | BRAEMAR2 | 168 | 188 | 43
Braemar Power Project Pty Ltd | Braemar Power Station | QLD1 | Generator | Market | Scheduled | Fossil | Coal Seam Methane | Combustion | Open Cycle Gas turbines (OCGT) | 3 | 168 | Y | BRAEMAR3 | 168 | 188 | 43
EDL LFG (Vic) Pty Ltd | Broadmeadows Landfill Gas Power Station | VIC1 | Generator | Market | Non-Scheduled | Renewable/ Biomass / Waste | Landfill Methane / Landfill Gas | Combustion | Spark Ignition Reciprocating Engine | 1-5 | 1 | N | BROADMDW | 5 | 5 | 0
Cape Byron Management Pty Ltd | Broadwater Power Station | NSW1 | Generator | Market | Non-Scheduled | Renewable/ Biomass / Waste | Bagasse | Combustion | Steam Sub-Critical | 1 | 30 | N | BWTR1 | 38 | 38 | 0
Cape Byron Management Pty Ltd | Broadwater Power Station | NSW1 | Generator | Market | Non-Scheduled | Renewable/ Biomass / Waste | Bagasse | Combustion | Steam Sub-Critical | 2 | 8 | N | BWTR1 | - | - | -
NSW Electricity Networks Operations Pty Ltd as a Trustee for the NSW Electricity Networks Operations Trust | Broken Hill Gas Turbines | NSW1 | Generator | Market | Non-Scheduled | Fossil | Diesel | Combustion | Open Cycle Gas turbines (OCGT) | 1-2 | 25 | N | GB01 | 50 | 50 | 0
AGL Hydro Partnership | Broken Hill Solar Plant | NSW1 | Generator | Market | Semi-Scheduled | Solar | Solar | Renewable | Photovoltaic Flat panel | 1-80 | 0.672 | N | BROKENH1 | 53.76 | 53 | 20
EDL LFG (Vic) Pty Ltd | Brooklyn LFG U1-3 | VIC1 | Generator | Market | Non-Scheduled | Renewable/ Biomass / Waste | Landfill Methane / Landfill Gas | Combustion | Spark Ignition Reciprocating Engine | 1 | 1.15 | N | BROOKLYN | 2.83 | 3 | 0
EDL LFG (Vic) Pty Ltd | Brooklyn LFG U1-3 | VIC1 | Generator | Market | Non-Scheduled | Renewable/ Biomass / Waste | Landfill Methane / Landfill Gas | Combustion | Spark Ignition Reciprocating Engine | 2 | 1.03 | N | BROOKLYN | - | - | -
EDL LFG (Vic) Pty Ltd | Brooklyn LFG U1-3 | VIC1 | Generator | Market | Non-Scheduled | Renewable/ Biomass / Waste | Landfill Methane / Landfill Gas | Combustion | Spark Ignition Reciprocating Engine | 3 | 0.65 | N | BROOKLYN | - | - | -
Hydro Power Pty Limited | Brown Mountain Hydro Power Station | NSW1 | Generator | Market | Non-Scheduled | Hydro | Water | Renewable | Hydro - Gravity | 1 | 0.5 | Y | BROWNMT | 5 | 6 | 0
Hydro Power Pty Limited | Brown Mountain Hydro Power Station | NSW1 | Generator | Market | Non-Scheduled | Hydro | Water | Renewable | Hydro - Gravity | 2-3 | 0.75 | Y | BROWNMT | - | - | -
Hydro Power Pty Limited | Brown Mountain Hydro Power Station | NSW1 | Generator | Market | Non-Scheduled | Hydro | Water | Renewable | Hydro - Gravity | 4-5 | 1 | Y | BROWNMT | - | - | -
Hydro Power Pty Limited | Brown Mountain Hydro Power Station | NSW1 | Generator | Market | Non-Scheduled | Hydro | Water | Renewable | Hydro - Gravity | 6 | 4.2 | Y | BROWNMT | - | - | -
EDL LFG (Qld) Pty Ltd | Browns Plains Landfill Gas PS | QLD1 | Generator | Market | Non-Scheduled | Renewable/ Biomass / Waste | Landfill Methane / Landfill Gas | Combustion | Spark Ignition Reciprocating Engine | 1-2 | 1 | N | BPLANDF1 | 2 | 2 | 1
Bulgana Wind Farm Pty Ltd | Bulgana Green Power Hub | VIC1 | Generator | Market | Scheduled | Battery storage | Grid | Storage | Battery | 1-40 | 0.5 | Y | BULBESG1 | 24 | 20 | 4
Bulgana Wind Farm Pty Ltd | Bulgana Green Power Hub | VIC1 | Load | Market | Scheduled | Battery storage | Grid | Storage | Battery | 1-40 | 0.5 | Y | BULBESL1 | 24 | 20 | 4
Bulgana Wind Farm Pty Ltd | Bulgana Green Power Hub | VIC1 | Generator | Market | Semi-Scheduled | Wind | Wind | Renewable | Wind - Onshore | 1-56 | 3.65 | Y | BULGANA1 | 204 | 204 | 41
Bungala One Operations Pty Ltd as trustee for the Bungala One Operations Trust | Bungala One Solar Farm | SA1 | Generator | Market | Semi-Scheduled | Solar | Solar | Renewable | Photovoltaic Tracking Flat panel | 1-54 | 2.5 | Y | BNGSF1 | 135 | 110 | 25
Bungala Two Operations Pty Ltd as trustee for the Bungala Two Operations Trust | Bungala Two Solar Farm | SA1 | Generator | Market | Semi-Scheduled | Solar | Solar | Renewable | Photovoltaic Tracking Flat panel | 1-54 | 2.5 | Y | BNGSF2 | 135 | 110 | 25
AGL Hydro Partnership | Burrendong Hydro Power Station | NSW1 | Generator | Market | Non-Scheduled | Hydro | Water | Renewable | Hydro - Gravity | 1 | 19 | N | BDONGHYD | 19 | 19 | 0
GSP Energy Pty Ltd | Burrinjuck Hydro Power Station | NSW1 | Generator | Market | Non-Scheduled | Hydro | Water | Renewable | Hydro - Gravity | 3-4 | 5.7 | N | BURRIN | 34 | 34
GSP Energy Pty Ltd | Burrinjuck Hydro Power Station | NSW1 | Generator | Market | Non-Scheduled | Hydro | Water | Renewable | Hydro - Gravity | 5 | 15.4 | N | BURRIN | - | - | -
Hydro-Electric Corporation | Butlers Gorge Power Station | TAS1 | Generator | Market | Non-Scheduled | Hydro | Water | Renewable | Hydro - Gravity | 1 | 14.4 | N | BUTLERSG | 14.4 | 15
Callide Power Trading Pty Limited | Callide C Nett Off | QLD1 | Generator | Market | Scheduled | Fossil | Black Coal | Combustion | Steam Super Critical | 3 | 420 | Y | CPP_3 | 466 | 466 | 84
Callide Power Trading Pty Limited | Callide C Nett Off | QLD1 | Generator | Market | Scheduled | Fossil | Black Coal | Combustion | Steam Super Critical | 4 | 420 | Y | CPP_4 | 420 | 420 | 84
CS Energy Limited | Callide Power Station | QLD1 | Generator | Non-Market | Non-Scheduled | Fossil | Black Coal | Combustion | Steam Sub-Critical | 2 | 30 | N | - | 30 | 30 | 0
CS Energy Limited | Callide Power Station | QLD1 | Generator | Market | Non-Scheduled | Fossil | Black Coal | Combustion | Steam Sub-Critical | 2 | 30 | N | CALL_A_4 | 30 | 30 | 1
CS Energy Limited | Callide Power Station | QLD1 | Generator | Market | Scheduled | Fossil | Black Coal | Combustion | Steam Sub-Critical | 1 | 350 | Y | CALL_B_1 | 350 | 385 | 77
CS Energy Limited | Callide Power Station | QLD1 | Generator | Market | Scheduled | Fossil | Black Coal | Combustion | Steam Sub-Critical | 2 | 350 | Y | CALL_B_2 | 350 | 385 | 77
Canunda Power Pty Ltd | Canunda Wind Farm | SA1 | Generator | Market | Non-Scheduled | Wind | Wind | Renewable | Wind - Onshore | 1-23 | 2 | Y | CNUNDAWF | 46 | 46 | 10
Iberdrola Australia Holdings Pty Limited | Capital East Solar Farm | NSW1 | Generator | Market | Non-Scheduled | Solar | Solar | Renewable | Photovoltaic Flat panel | 1-2 | 0.013 | N | CESF1 | 0.205 | 1 | 0
Iberdrola Australia Holdings Pty Limited | Capital East Solar Farm | NSW1 | Generator | Market | Non-Scheduled | Solar | Solar | Renewable | Photovoltaic Flat panel | 3 | 0.011 | N | CESF1 | - | - | -
Iberdrola Australia Holdings Pty Limited | Capital East Solar Farm | NSW1 | Generator | Market | Non-Scheduled | Solar | Solar | Renewable | Photovoltaic Flat panel | 4 | 0.168 | N | CESF1 | - | - | -
Iberdrola Australia Holdings Pty Limited | Capital Wind Farm | NSW1 | Generator | Market | Non-Scheduled | Wind | Wind | Renewable | Wind - Onshore | 1-67 | 2 | N | CAPTL_WF | 140 | 140
Hydro-Electric Corporation | Catagunya / Liapootah / Wayatinah Power Station | TAS1 | Generator | Market | Scheduled | Hydro | Water | Renewable | Hydro - Gravity | C 1-2 | 24 | Y | LI_WY_CA | 173.7 | 190 | 110
Hydro-Electric Corporation | Catagunya / Liapootah / Wayatinah Power Station | TAS1 | Generator | Market | Scheduled | Hydro | Water | Renewable | Hydro - Gravity | L 1 | 27.9 | Y | LI_WY_CA | - | - | -
Hydro-Electric Corporation | Catagunya / Liapootah / Wayatinah Power Station | TAS1 | Generator | Market | Scheduled | Hydro | Water | Renewable | Hydro - Gravity | L 2 | 27.9 | Y | LI_WY_CA | - | - | -
Hydro-Electric Corporation | Catagunya / Liapootah / Wayatinah Power Station | TAS1 | Generator | Market | Scheduled | Hydro | Water | Renewable | Hydro - Gravity | L 3 | 31.5 | Y | LI_WY_CA | - | - | -
Hydro-Electric Corporation | Catagunya / Liapootah / Wayatinah Power Station | TAS1 | Generator | Market | Scheduled | Hydro | Water | Renewable | Hydro - Gravity | W 1-3 | 12.8 | Y | LI_WY_CA | - | - | -
Cathedral Rocks Wind Farm Pty Ltd | Cathedral Rocks | SA1 | Generator | Market | Semi-Scheduled | Wind | Wind | Renewable | Wind - Onshore | 1-33 | 2 | Y | CATHROCK | 66 | 66 | 14
Wild Cattle Hill Pty Ltd | Cattle Hill Wind Farm | TAS1 | Generator | Market | Semi-Scheduled | Wind | Wind | Renewable | Wind - Onshore | 1-48 | 3 | Y | CTHLWF1 | 148 | 144 | 6
Hydro-Electric Corporation | Cethana Power Station | TAS1 | Generator | Market | Scheduled | Hydro | Water | Renewable | Hydro - Gravity | 1 | 85 | Y | CETHANA | 85 | 100 | 40
Pacific Hydro Challicum Hills Pty Ltd | Challicum Hills Wind Farm | VIC1 | Generator | Market | Non-Scheduled | Wind | Wind | Renewable | Wind - Onshore | 1-35 | 1.5 | Y | CHALLHWF | 52.5 | 52 | 0
AETV Pty Ltd | Chepstowe Wind Farm | VIC1 | Generator | Market | Non-Scheduled | Wind | Wind | Renewable | Wind - Onshore | 1-3 | 2.05 | N | CHPSTWF1 | 6.15 | 6 | 0
Cherry Tree Wind Farm Pty Ltd as trustee for The Cherry Tree Project trust | Cherry Tree Wind Farm | VIC1 | Generator | Market | Semi-Scheduled | Wind | Wind | Renewable | Wind - Onshore | 1-16 | 3.562 | Y | CHYTWF1 | 57.6 | 57 | 0
Childers Solar Pty Ltd ATF The Childers Solar Trust | Childers Solar Farm | QLD1 | Generator | Market | Semi-Scheduled | Solar | Solar | Renewable | Photovoltaic Tracking Flat panel | 1-37 | 1.51 | Y | CHILDSF1 | 64.38 | 56 | 192
South Australian Water Corporation | Christies Beach Wastewater Treatment Plant | SA1 | Generator | Market | Scheduled | Battery storage | Grid | Storage | Battery and Inverter | 1-5 | 0.432 | Y | CBWWBA1G | 2.16 | 2 | 1
South Australian Water Corporation | Christies Beach Wastewater Treatment Plant | SA1 | Load | Market | Scheduled | - | - | Storage | Battery and Inverter | 1-5 | 0.432 | Y | CBWWBA1L | 2.16 | 2 | 1
South Australian Water Corporation | Christies Beach Wastewater Treatment Plant | SA1 | Generator | Market | Non-Scheduled | Renewable/ Biomass / Waste | Biogas - sludge | Combustion | Compression Reciprocating Engine | 1 | 0.664 | N | CBWWBG1 | 0.664 | 0.662 | -
South Australian Water Corporation | Christies Beach Wastewater Treatment Plant | SA1 | Generator | Market | Non-Scheduled | Fossil | Diesel | Combustion | Compression Reciprocating Engine | 1-2 | 1 | N | CBWWDG1 | 2 | 1 | -
South Australian Water Corporation | Christies Beach Wastewater Treatment Plant | SA1 | Generator | Market | Non-Scheduled | Fossil | Diesel | Combustion | Compression Reciprocating Engine | 1 | 0.72 | N | CBWWDG2 | 0.72 | 0.717 | -
South Australian Water Corporation | Christies Beach Wastewater Treatment Plant | SA1 | Generator | Market | Non-Scheduled | Solar | Solar | Renewable | Photovoltaic Tracking Flat panel | 1 | 2.75 | N | CBWWPV1 | 2.75 | 2 | -
South Australian Water Corporation | Christies Beach Wastewater Treatment Plant | SA1 | Generator | Market | Non-Scheduled | Solar | Solar | Renewable | Photovoltaic Tracking Flat panel | 1-40 | 0.027 | N | CBWWPV2 | 1.08 | 0.81 | -
Clare Solar Farm Pty Ltd | Clare Solar Farm | QLD1 | Generator | Market | Semi-Scheduled | Solar | Solar | Renewable | Photovoltaic Tracking Flat panel | 1-69 | 1.598 | Y | CLARESF1 | 110.262 | 100 | 12
EDL LFG (Vic) Pty Ltd | Clayton Landfill Gas Power Station | VIC1 | Generator | Market | Non-Scheduled | Renewable/ Biomass / Waste | Landfill Methane / Landfill Gas | Combustion | Spark Ignition Reciprocating Engine | 1-11 | 1 | N | CLAYTON | 11 | 11 | 0
Pacific Hydro Clements Gap Pty Ltd | Clements Gap Wind Farm | SA1 | Generator | Market | Semi-Scheduled | Wind | Wind | Renewable | Wind - Onshore | 1-27 | 2 | N | CLEMGPWF | 57 | 57 | 30
Clermont Asset Co Pty Ltd ATF Clermont Solar Unit Trust | Clermont Solar Farm | QLD1 | Generator | Market | Semi-Scheduled | Solar | Solar | Renewable | Photovoltaic Tracking Flat panel | 1-37 | 2.03 | Y | CLERMSF1 | 92.5 | 75 | 90
AGL Hydro Partnership | Clover Power Station | VIC1 | Generator | Market | Non-Scheduled | Hydro | Water | Renewable | Hydro - Gravity | 1-2 | 14.5 | Y | CLOVER | 29 | 29 | 0
Hydro-Electric Corporation | Cluny Power Station | TAS1 | Generator | Market | Non-Scheduled | Hydro | Water | Renewable | Hydro - Gravity | 1 | 19 | N | CLUNY | 19 | 22
Energy Pacific (Vic) Pty Ltd | Codrington Wind Farm | VIC1 | Generator | Market | Non-Scheduled | Wind | Wind | Renewable | Wind - Onshore | 1-14 | 1.3 | N | CODRNGTON | 18.2 | 18 | 0
Enel Energy Australia Pty Ltd | Cohuna Solar Farm | VIC1 | Generator | Market | Semi-Scheduled | Solar | Solar | Renewable | Photovoltaic Tracking Flat panel | 1-19 | 1.434 | Y | COHUNSF1 | 31 | 27 | 6
Coleambally Solar Pty Ltd | Coleambally Solar Farm | NSW1 | Generator | Market | Semi-Scheduled | Solar | Solar | Renewable | Photovoltaic Tracking Flat panel | 1-90 | 1.666 | Y | COLEASF1 | 180 | 150 | 30
Columboola Solar Farm Nominees Pty Ltd as Trustee for Columboola Solar Farm Op Trust | Columboola Solar Farm | QLD1 | Generator | Market | Semi-Scheduled | Solar | Solar | Renewable | Photovoltaic Tracking Flat panel | 1-79 | 2.05 | Y | COLUMSF1 | 217 | 162 | 33
Collector Wind Farm Pty Ltd | Collector Wind Farm 1 | NSW1 | Generator | Market | Semi-Scheduled | Wind | Wind | Renewable | Wind - Onshore | 1-54 | 4.055 | Y | COLWF01 | 226 | 219 | 44
Braemar Power Project Pty Ltd | Collinsville Solar PV Power Station | QLD1 | Generator | Market | Semi-Scheduled | Solar | Solar | Renewable | Photovoltaic Flat Panel | 1-17 | 2.47 | Y | CSPVPS1 | 42 | 40 | 8
Snowy Hydro Limited | Colongra Power Station | NSW1 | Generator | Market | Scheduled | Fossil | Natural Gas | Combustion | Open Cycle Gas turbines (OCGT) | 1 | 181 | Y | CG1 | 181 | 181 | 34
Snowy Hydro Limited | Colongra Power Station | NSW1 | Generator | Market | Scheduled | Fossil | Natural Gas | Combustion | Open Cycle Gas turbines (OCGT) | 2 | 181 | Y | CG2 | 181 | 181 | 34
Snowy Hydro Limited | Colongra Power Station | NSW1 | Generator | Market | Scheduled | Fossil | Natural Gas | Combustion | Open Cycle Gas turbines (OCGT) | 3 | 181 | Y | CG3 | 181 | 181 | 34
Snowy Hydro Limited | Colongra Power Station | NSW1 | Generator | Market | Scheduled | Fossil | Natural Gas | Combustion | Open Cycle Gas turbines (OCGT) | 4 | 181 | Y | CG4 | 181 | 181 | 34
QGC Sales Qld Pty Ltd | Condamine Power Station A | QLD1 | Generator | Market | Scheduled | Fossil | Natural Gas | Combustion | Combined Cycle Gas Turbine (CCGT) | 1-2 | 43 | Y | CPSA | 143 | 144 | 29
QGC Sales Qld Pty Ltd | Condamine Power Station A | QLD1 | Generator | Market | Scheduled | Fossil | Natural Gas | Combustion | Combined Cycle Gas Turbine (CCGT) | 3 | 57 | Y | CPSA | - | - | -
Cape Byron Management Pty Ltd | Condong Power Station | NSW1 | Generator | Market | Non-Scheduled | Renewable/ Biomass / Waste | Bagasse | Combustion | Steam Sub-Critical | 1 | 30 | N | CONDONG1 | 30 | 30
Coonooer Bridge Wind Farm Pty Ltd | Coonooer Bridge Wind Farm | VIC1 | Generator | Market | Non-Scheduled | Wind | Wind | Renewable | Wind - Onshore | 1 | 19.8 | N | CBWF1 | 19.8 | 20 | 0
AGL PARF QLD Pty Limited | Coopers Gap Wind Farm | QLD1 | Generator | Market | Semi-Scheduled | Wind | Wind | Renewable | Wind - Onshore | 1-48 | 3.52 | Y | COOPGWF1 | 174 | 169 | 100
AGL PARF QLD Pty Limited | Coopers Gap Wind Farm | QLD1 | Generator | Market | Semi-Scheduled | Wind | Wind | Renewable | Wind - Onshore | 49-62 | 3.71 | Y | COOPGWF1 | 53 | 52 | 100
AGL PARF QLD Pty Limited | Coopers Gap Wind Farm | QLD1 | Generator | Market | Semi-Scheduled | Wind | Wind | Renewable | Wind - Onshore | 63-105 | 3.53 | Y | COOPGWF1 | 156 | 152 | 100
AGL PARF QLD Pty Limited | Coopers Gap Wind Farm | QLD1 | Generator | Market | Semi-Scheduled | Wind | Wind | Renewable | Wind - Onshore | 106-123 | 3.72 | Y | COOPGWF1 | 69 | 67 | 100
AGL Hydro Partnership | Copeton Hydro Power Station | NSW1 | Generator | Market | Non-Scheduled | Hydro | Water | Renewable | Hydro - Gravity | 1 | 22.5 | N | COPTNHYD | 22.5 | 23 | 0
EDL LFG (Vic) Pty Ltd | Corio Landfill Gas Power Station | VIC1 | Generator | Market | Non-Scheduled | Renewable/ Biomass / Waste | Landfill Methane / Landfill Gas | Combustion | Spark Ignition Reciprocating Engine | 1 | 1 | N | CORIO1 | 1 | 1 | 0
Corowa Operationsco Pty Ltd As The Trustee For Corowa Operations Trust | Corowa Solar Farm | NSW1 | Generator | Market | Semi-Scheduled | Solar | Solar | Renewable | Photovoltaic Tracking Flat panel | 1-22 | 1.3 | Y | CRWASF1 | 36 | 30 | 6
Crookwell Development Pty Ltd | Crookwell 2 Wind Farm | NSW1 | Generator | Market | Semi-Scheduled | Wind | Wind | Renewable | Wind - Onshore | 1-28 | 3.43 | Y | CROOKWF2 | 96.04 | 91 | 100
Pacific Hydro Crowlands Pty Ltd | Crowlands Wind Farm | VIC1 | Generator | Market | Semi-Scheduled | Wind | Wind | Renewable | Wind - Onshore | 1-39 | 2.05 | Y | CROWLWF1 | 79.95 | 79 | 39
CRWF Nominees Pty Ltd As Trustee For The CRWF Trust | Crudine Ridge Wind Farm | NSW1 | Generator | Market | Semi-Scheduled | Wind | Wind | Renewable | Wind - Onshore | 1-37 | 3.72 | Y | CRURWF1 | 141 | 138 | 27
Cullerin Range Wind Farm Pty Ltd | Cullerin Range Wind Farm | NSW1 | Generator | Market | Non-Scheduled | Wind | Wind | Renewable | Wind - Onshore | 1-15 | 2 | N | CULLRGWF | 30 | 30
Arrow Energy Trading Pty Ltd | Daandine Power Station | QLD1 | Generator | Market | Non-Scheduled | Fossil | Coal Seam Methane | Combustion | Compression Reciprocating Engine | 1-11 | 3 | N | DAANDINE | 33 | 30 | 0
AGL Dalrymple Pty Limited | Dalrymple North BESS | SA1 | Generator | Market | Scheduled | Battery storage | Grid | Storage | Battery | 1-12 | 2.5 | Y | DALNTH01 | 30 | 30 | 360
AGL Dalrymple Pty Limited | Dalrymple North BESS | SA1 | Load | Market | Scheduled | - | - | Storage | Battery | 1-12 | 2.5 | Y | DALNTHL1 | 30 | 30 | 360
Origin Energy Electricity Limited | Darling Downs Power Station | QLD1 | Generator | Market | Scheduled | Fossil | Natural Gas | Combustion | Combined Cycle Gas Turbine (CCGT) | 0 | 280 | Y | DDPS1 | 280 | 280 | 10
Origin Energy Electricity Limited | Darling Downs Power Station | QLD1 | Generator | Market | Scheduled | Fossil | Natural Gas | Combustion | Combined Cycle Gas Turbine (CCGT) | 1-3 | 121 | Y | DDPS1 | 363 | 381 | 10
Darling Downs Solar Farm Pty Ltd | Darling Downs Solar Farm | QLD1 | Generator | Market | Semi-Scheduled | Solar | Solar | Renewable | Photovoltaic Flat Panel | 1-44 | 2.75 | Y | DDSF1 | 121 | 108 | 21
Darlington Point Solar Farm Pty Ltd | Darlington Point Solar Farm | NSW1 | Generator | Market | Semi-Scheduled | Solar | Solar | Renewable | Photovoltaic Tracking Flat panel | 1-108 | 2.546 | Y | DARLSF1 | 324 | 275 | 55
AGL Hydro Partnership | Dartmouth Power Station | VIC1 | Generator | Market | Scheduled | Hydro | Water | Renewable | Hydro - Gravity | 1 | 150 | Y | DARTM1 | 185 | 185 | 60
Daydream Solar Farm Pty Ltd As The Trustee For The Daydream Solar Farm Trust | Daydream Solar Farm | QLD1 | Generator | Market | Semi-Scheduled | Solar | Solar | Renewable | Photovoltaic Tracking Flat panel | 1-29 | 2.75 | Y | DAYDSF1 | 79.75 | 71.34 | 165
Daydream Solar Farm Pty Ltd As The Trustee For The Daydream Solar Farm Trust | Daydream Solar Farm | QLD1 | Generator | Market | Semi-Scheduled | Solar | Solar | Renewable | Photovoltaic Tracking Flat panel | 30-61 | 2.75 | Y | DAYDSF2 | 88 | 78.72 | 165
Hydro-Electric Corporation | Devils Gate Power Station | TAS1 | Generator | Market | Scheduled | Hydro | Water | Renewable | Hydro - Gravity | 1 | 67 | Y | DEVILS_G | 60 | 67 | 40
Diapur Wind Farm Pty Ltd | Diapur Wind Farm | VIC1 | Generator | Market | Non-Scheduled | Wind | Wind | Renewable | Wind - Onshore | 1-2 | 3.5 | N | DIAPURWF1 | 8 | 7 | 5
Synergen Power Pty Limited | Dry Creek Gas Turbine Station | SA1 | Generator | Market | Scheduled | Fossil | Natural Gas | Combustion | Open Cycle Gas turbines (OCGT) | 1 | 52 | Y | DRYCGT1 | 52 | 57 | 12
Synergen Power Pty Limited | Dry Creek Gas Turbine Station | SA1 | Generator | Market | Scheduled | Fossil | Natural Gas | Combustion | Open Cycle Gas turbines (OCGT) | 2 | 52 | Y | DRYCGT2 | 52 | 57 | 12
Synergen Power Pty Limited | Dry Creek Gas Turbine Station | SA1 | Generator | Market | Scheduled | Fossil | Natural Gas | Combustion | Open Cycle Gas turbines (OCGT) | 3 | 52 | Y | DRYCGT3 | 52 | 57 | 12
Dundonnell Wind Farm Pty Ltd | Dundonnell Wind Farm | VIC1 | Generator | Market | Semi-Scheduled | Wind | Wind | Renewable | Wind - Onshore | 1-40 | 4.2 | Y | DUNDWF1 | 168 | 168 | 34
Dundonnell Wind Farm Pty Ltd | Dundonnell Wind Farm | VIC1 | Generator | Market | Semi-Scheduled | Wind | Wind | Renewable | Wind - Onshore | 41-51 | 4.18 | Y | DUNDWF2 | 46 | 46 | 10
Dundonnell Wind Farm Pty Ltd | Dundonnell Wind Farm | VIC1 | Generator | Market | Semi-Scheduled | Wind | Wind | Renewable | Wind - Onshore | 52-80 | 4.2 | Y | DUNDWF3 | 121 | 122 | 25
LMS Energy Pty Ltd | Eastern Creek 2 Gas Utilisation Facility | NSW1 | Generator | Market | Non-Scheduled | Renewable/ Biomass / Waste | Landfill Methane / Landfill Gas | Combustion | Spark Ignition Reciprocating Engine | 1-6 | 1.123 | Y | EASTCRK2 | 6.738 | 6.738 | -
EDL LFG (NSW) Pty Ltd | Eastern Creek LFG PS Units 1-4 | NSW1 | Generator | Market | Non-Scheduled | Renewable/ Biomass / Waste | Landfill Methane / Landfill Gas | Combustion | Spark Ignition Reciprocating Engine | 1-4 | 1.264 | N | EASTCRK | 5.056 | 5 | 0
Edenvale Solar Park Pty Ltd | Edenvale Solar Park | QLD1 | Generator | Market | Semi-Scheduled | Solar | Solar | Renewable | Photovoltaic Tracking Flat panel | 1-72 | 2.027 | Y | EDENVSF1 | 180 | 146 | 30
AGL Hydro Partnership | Eildon Power Station | VIC1 | Generator | Market | Scheduled | Hydro | Water | Renewable | Hydro - Gravity | 1 | 60 | Y | EILDON1 | 60 | 60 | 20
AGL Hydro Partnership | Eildon Power Station | VIC1 | Generator | Market | Scheduled | Hydro | Water | Renewable | Hydro - Gravity | 1b | 7.5 | Y | EILDON1 | - | - | -
AGL Hydro Partnership | Eildon Power Station | VIC1 | Generator | Market | Scheduled | Hydro | Water | Renewable | Hydro - Gravity | 2 | 60 | Y | EILDON2 | 60 | 60 | 20
AGL Hydro Partnership | Eildon Power Station | VIC1 | Generator | Market | Scheduled | Hydro | Water | Renewable | Hydro - Gravity | 2b | 7.5 | Y | EILDON2 | - | - | -
Pacific Hydro Investments Pty Ltd | Eildon Power Station | VIC1 | Generator | Market | Non-Scheduled | Hydro | Water | Renewable | Run of River | 1 | 4.5 | N | EILDON3 | 4.5 | 5 | 0
Lal Lal Wind Farms Nom Co Pty Ltd | Elaine Wind Farm | VIC1 | Generator | Market | Semi-Scheduled | Wind | Wind | Renewable | Wind - Onshore | 1-22 | 3.8 | Y | ELAINWF1 | 83.6 | 82 | 16
Telstra Energy (Generation) Pty Ltd | Emerald Solar Park | QLD1 | Generator | Market | Semi-Scheduled | Solar | Solar | Renewable | Photovoltaic Tracking Flat panel | 1-32 | 2.75 | N | EMERASF1 | 88 | 72 | 165
Origin Energy Electricity Limited | Eraring Power Station | NSW1 | Generator | Market | Scheduled | Fossil | Black Coal | Combustion | Steam Sub-Critical | 1 | 720 | Y | ER01 | 720 | 750 | 20
Origin Energy Electricity Limited | Eraring Power Station | NSW1 | Generator | Market | Scheduled | Fossil | Black Coal | Combustion | Steam Sub-Critical | 2 | 720 | Y | ER02 | 720 | 750 | 20
Origin Energy Electricity Limited | Eraring Power Station | NSW1 | Generator | Market | Scheduled | Fossil | Black Coal | Combustion | Steam Sub-Critical | 3 | 720 | Y | ER03 | 720 | 750 | 20
Origin Energy Electricity Limited | Eraring Power Station | NSW1 | Generator | Market | Scheduled | Fossil | Black Coal | Combustion | Steam Sub-Critical | 4 | 720 | Y | ER04 | 720 | 750 | 20
Origin Energy Electricity Limited | Eraring Power Station | NSW1 | Generator | Market | Non-Scheduled | Fossil | Diesel | Combustion | Open Cycle Gas turbines (OCGT) | 1 | 41.5 | N | ERGT01 | 41.5 | 56 | 0
Ferguson Wind Farm Pty Ltd | Ferguson North Wind Farm | VIC1 | Generator | Market | Non-Scheduled | Wind | Wind | Renewable | Wind - Onshore | 1 | 4 | N | FNWF1 | 4 | 3 | 0
Ferguson Wind Farm Pty Ltd | Ferguson South Wind Farm | VIC1 | Generator | Market | Non-Scheduled | Wind | Wind | Renewable | Wind - Onshore | 2 | 4 | N | FSWF1 | 8 | 7 | 0
Finley Solar Farm Pty Ltd as trustee for the Finley Solar Trust | Finley Solar Farm | NSW1 | Generator | Market | Semi-Scheduled | Solar | Solar | Renewable | Photovoltaic Tracking Flat Panel | 99 | 1.34 | Y | FINLYSF1 | 162.36 | 133 | 27
Hydro-Electric Corporation | Fisher Power Station | TAS1 | Generator | Market | Scheduled | Hydro | Water | Renewable | Hydro - Gravity | 1 | 43.2 | Y | FISHER | 43.2 | 46 | 30
Shell New Energies Australia Pty Ltd | Gangarri Solar Farm | QLD1 | Generator | Market | Semi-Scheduled | Solar | Solar | Renewable | Photovoltaic Tracking Flat Panel | 1-54 | 2.222 | Y | GANGARR1 | 162 | 120 | 24
EnergyAustralia Pty Ltd | Gannawarra Energy Storage System | VIC1 | Generator | Market | Scheduled | Battery storage | Grid | Storage | Battery | 1-50 | 0.6175 | Y | GANNBG1 | 30.875 | 25 | 200
EnergyAustralia Pty Ltd | Gannawarra Energy Storage System | VIC1 | Load | Market | Scheduled | - | - | Storage | Battery | 1-50 | 0.6175 | Y | GANNBL1 | 30.875 | 25 | 200
Gannawarra Solar Farm Pty Ltd | Gannawarra Solar Farm | VIC1 | Generator | Market | Semi-Scheduled | Solar | Solar | Renewable | Photovoltaic Tracking Flat panel | 1-22 | 2.5 | Y | GANNSF1 | 55 | 50 | 1000
EDL CSM (QLD) Pty Ltd | German Creek Power Station | QLD1 | Generator | Market | Non-Scheduled | Fossil | Waste Coal Mine Gas | Combustion | Spark Ignition Reciprocating Engine | 1-16 | 1.979 | N | GERMCRK | 44.976 | 45 | 0
EDL CSM (QLD) Pty Ltd | German Creek Power Station | QLD1 | Generator | Market | Non-Scheduled | Fossil | Waste Coal Mine Gas | Combustion | Spark Ignition Reciprocating Engine | 17-20 | 3.328 | N | GERMCRK | - | - | -
CS Energy Limited | Gladstone Power Station | QLD1 | Generator | Market | Scheduled | Fossil | Black Coal | Combustion | Steam Sub-Critical | 1 | 280 | Y | GSTONE1 | 280 | 285 | 57
CS Energy Limited | Gladstone Power Station | QLD1 | Generator | Market | Scheduled | Fossil | Black Coal | Combustion | Steam Sub-Critical | 2 | 280 | Y | GSTONE2 | 280 | 285 | 57
CS Energy Limited | Gladstone Power Station | QLD1 | Generator | Market | Scheduled | Fossil | Black Coal | Combustion | Steam Sub-Critical | 3 | 280 | Y | GSTONE3 | 280 | 285 | 57
CS Energy Limited | Gladstone Power Station | QLD1 | Generator | Market | Scheduled | Fossil | Black Coal | Combustion | Steam Sub-Critical | 4 | 280 | Y | GSTONE4 | 280 | 285 | 57
CS Energy Limited | Gladstone Power Station | QLD1 | Generator | Market | Scheduled | Fossil | Black Coal | Combustion | Steam Sub-Critical | 5 | 280 | Y | GSTONE5 | 280 | 285 | 57
CS Energy Limited | Gladstone Power Station | QLD1 | Generator | Market | Scheduled | Fossil | Black Coal | Combustion | Steam Sub-Critical | 6 | 280 | Y | GSTONE6 | 280 | 285 | 57
AGL Hydro Partnership | Glenbawn Hydro Power Station | NSW1 | Generator | Market | Non-Scheduled | Hydro | Water | Renewable | Hydro - Gravity | 1 | 5.5 | N | GLBWNHYD | 5.5 | 6 | 0
Pacific Hydro Investments Pty Ltd | Glenmaggie Hydro Power Station | VIC1 | Generator | Market | Non-Scheduled | Hydro | Water | Renewable | Run of River | 1 | 3.8 | N | GLENMAG1 | 3.8 | 4 | 0
EDL (OCI) Pty Limited | Glennies Creek Power Station | NSW1 | Generator | Market | Non-Scheduled | Fossil | Waste Coal Mine Gas | Combustion | Compression Reciprocating Engine | 1-12 | 1.065 | Y | GLENNCRK | 12.78 | 12 | 0
Wirtgen Energy Glenrowan Pty Ltd | Glenrowan West Solar Farm | VIC1 | Generator | Market | Semi-Scheduled | Solar | Solar | Renewable | Photovoltaic Tracking Flat Panel | 1-48 | 2.29 | Y | GLRWNSF1 | 132 | 110 | 22
Goonumbla Asset Co Pty Ltd as the Trustee for Goonumbla Asset Trust | Goonumbla Solar Farm | NSW1 | Generator | Market | Semi-Scheduled | Solar | Solar | Renewable | Photovoltaic Tracking Flat Panel | 1-31 | 2.25 | Y | GOONSF1 | 85 | 69 | 13
Hydro-Electric Corporation | Gordon Power Station | TAS1 | Generator | Market | Scheduled | Hydro | Water | Renewable | Hydro - Gravity | 1-3 | 144 | Y | GORDON | 432 | 450 | 180
EDL LFG (NSW) Pty Ltd | Grange Avenue Landfill Gas Power Station | NSW1 | Generator | Market | Non-Scheduled | Renewable/ Biomass / Waste | Landfill Methane / Landfill Gas | Combustion | Spark Ignition Reciprocating Engine | 1 | 2 | N | GRANGEAV | 2 | 2 | 0
Granville Harbour Operations Pty Ltd as The Trustee for Granville Harbour Operations Trust | Granville Harbour Wind Farm | TAS1 | Generator | Market | Semi-Scheduled | Wind | Wind | Renewable | Wind - Onshore | 1-31 | 3.55 | Y | GRANWF1 | 110 | 111 | 22
Griffith Solar Farm Pty Ltd | Griffith Solar Farm | NSW1 | Generator | Market | Non-Scheduled | Solar | Solar | Renewable | Photovoltaic Tracking Flat panel | 1-12 | 2.27 | Y | GRIFSF1 | 27.2 | 27 | 1
EDL Projects (Australia) Pty Ltd | Grosvenor 1 Waste Coal Mine Gas Power Station | QLD1 | Generator | Market | Non-Scheduled | Fossil | Waste Coal Mine Gas | Combustion | Spark Ignition Reciprocating Engine | 1-7 | 3.041 | Y | GROSV1 | 21.287 | 21 | 0
EDL Projects (Australia) Pty Ltd | Grosvenor 2 | QLD1 | Generator | Market | Non-Scheduled | Fossil | Waste Coal Mine Gas | Combustion | Spark Ignition Reciprocating Engine | 1-5 | 3.041 | Y | GROSV2 | 15.205 | 15 | 0
New Gullen Range Wind Farm Pty Ltd | Gullen Range Solar Farm | NSW1 | Generator | Market | Semi-Scheduled | Solar | Solar | Renewable | Photovoltaic Flat panel | 1-4 | 2.5 | Y | GULLRSF1 | 10 | 10 | 10
New Gullen Range Wind Farm Pty Ltd | Gullen Range Wind Farm | NSW1 | Generator | Market | Semi-Scheduled | Wind | Wind | Renewable | Wind - Onshore | 1-17 | 1.461 | N | GULLRWF1 | 275.5 | 268 | 55
New Gullen Range Wind Farm Pty Ltd | Gullen Range Wind Farm | NSW1 | Generator | Market | Semi-Scheduled | Wind | Wind | Renewable | Wind - Onshore | 18-73 | 2.435 | N | GULLRWF1 | - | - | -
New Gullen Range Wind Farm Pty Ltd | Gullen Range Wind Farm | NSW1 | Generator | Market | Semi-Scheduled | Wind | Wind | Renewable | Wind - Onshore | 74-104 | 3.451 | Y | GULLRWF2 | - | - | -
Gunnedah SF Pty Ltd as Trustee for Gunnedah Asset Trust | Gunnedah Solar Farm | NSW1 | Generator | Market | Semi-Scheduled | Solar | Solar | Renewable | Photovoltaic Tracking Flat panel | 1-90 | 1.22 | Y | GNNDHSF1 | 144 | 110 | 22
Gunning Wind Energy Developments Pty Ltd | Gunning Wind Farm | NSW1 | Generator | Market | Semi-Scheduled | Wind | Wind | Renewable | Wind - Onshore | 1-31 | 1.5 | N | GUNNING1 | 46.5 | 47 | 47
Snowy Hydro Limited | Guthega Power Station | NSW1 | Generator | Market | Scheduled | Hydro | Water | Renewable | Hydro - Gravity | 1-2 | 30 | Y | GUTHEGA | 60 | 80 | 20
LMS Energy Pty Ltd | Hallam Road Renewable Energy Facility | VIC1 | Generator | Market | Non-Scheduled | Renewable/ Biomass / Waste | Landfill Methane / Landfill Gas | Combustion | Spark Ignition Reciprocating Engine | 1-8 | 1.123 | N | HALAMRD1 | 8.984 | 9 | 0
AGL SA Generation Pty Limited | Hallett 1 Wind Farm | SA1 | Generator | Market | Semi-Scheduled | Wind | Wind | Renewable | Wind - Onshore | 1-45 | 2.1 | N | HALLWF1 | 94.5 | 95 | 30
AGL SA Generation Pty Limited | Hallett 2 Wind Farm | SA1 | Generator | Market | Semi-Scheduled | Wind | Wind | Renewable | Wind - Onshore | 1-34 | 2.1 | N | HALLWF2 | 71.4 | 71 | 30
EnergyAustralia Yallourn Pty Ltd | Hallett Power Station | SA1 | Generator | Market | Scheduled | Fossil | Natural Gas / Diesel | Combustion | Open Cycle Gas turbines (OCGT) | GT 1-2,GT 1-4 | 14 | Y | AGLHAL | 217 | 255 | 44
EnergyAustralia Yallourn Pty Ltd | Hallett Power Station | SA1 | Generator | Market | Scheduled | Fossil | Natural Gas / Diesel | Combustion | Open Cycle Gas turbines (OCGT) | GT 1-3 | 37 | Y | AGLHAL | - | - | -
EnergyAustralia Yallourn Pty Ltd | Hallett Power Station | SA1 | Generator | Market | Scheduled | Fossil | Natural Gas / Diesel | Combustion | Open Cycle Gas turbines (OCGT) | GT 2-1 | 15.5 | Y | AGLHAL | - | - | -
EnergyAustralia Yallourn Pty Ltd | Hallett Power Station | SA1 | Generator | Market | Scheduled | Fossil | Natural Gas / Diesel | Combustion | Open Cycle Gas turbines (OCGT) | GT 2-2 | 22.5 | Y | AGLHAL | - | - | -
EnergyAustralia Yallourn Pty Ltd | Hallett Power Station | SA1 | Generator | Market | Scheduled | Fossil | Natural Gas / Diesel | Combustion | Open Cycle Gas turbines (OCGT) | GT 2-3 | 25 | Y | AGLHAL | - | - | -
EnergyAustralia Yallourn Pty Ltd | Hallett Power Station | SA1 | Generator | Market | Scheduled | Fossil | Natural Gas / Diesel | Combustion | Open Cycle Gas turbines (OCGT) | GT 2-4 | 23.4 | Y | AGLHAL | - | - | -
EnergyAustralia Yallourn Pty Ltd | Hallett Power Station | SA1 | Generator | Market | Scheduled | Fossil | Natural Gas / Diesel | Combustion | Open Cycle Gas turbines (OCGT) | GT 3-1 | 15 | Y | AGLHAL | - | - | -
EnergyAustralia Yallourn Pty Ltd | Hallett Power Station | SA1 | Generator | Market | Scheduled | Fossil | Natural Gas / Diesel | Combustion | Open Cycle Gas turbines (OCGT) | GT 3-2 | 15.3 | Y | AGLHAL | - | - | -
EnergyAustralia Yallourn Pty Ltd | Hallett Power Station | SA1 | Generator | Market | Scheduled | Fossil | Natural Gas / Diesel | Combustion | Open Cycle Gas turbines (OCGT) | GT 3-3 | 15.5 | Y | AGLHAL | - | - | -
EnergyAustralia Yallourn Pty Ltd | Hallett Power Station | SA1 | Generator | Market | Scheduled | Fossil | Natural Gas / Diesel | Combustion | Open Cycle Gas turbines (OCGT) | GT 3-4 | 15.7 | Y | AGLHAL | - | - | -
EnergyAustralia Yallourn Pty Ltd | Hallett Power Station | SA1 | Generator | Market | Scheduled | Fossil | Natural Gas / Diesel | Combustion | Open Cycle Gas turbines (OCGT) | GT 4-1 | 15.1 | Y | AGLHAL | - | - | -
EnergyAustralia Yallourn Pty Ltd | Hallett Power Station | SA1 | Generator | Market | Scheduled | Fossil | Natural Gas / Diesel | Combustion | Open Cycle Gas turbines (OCGT) | GT 4-2 | 14.6 | Y | AGLHAL | - | - | -
Hamilton Solar Farm Pty Ltd | Hamilton Solar Farm | QLD1 | Generator | Market | Semi-Scheduled | Solar | Solar | Renewable | Photovoltaic Tracking Flat panel |  | 2.5 | Y | HAMISF1 | 57.5 | 56 | 20
South Australian Water Corporation | Happy Valley Water Treatment Plant | SA1 | Generator | Market | Semi-Scheduled | Solar | Solar | Renewable | Photovoltaic Tracking Flat panel | 1-4 | 2.75 | Y | HVWWPV1 | 11 | 8 | 1
South Australian Water Corporation | Happy Valley Water Treatment Plant | SA1 | Generator | Market | Scheduled | Battery storage | Grid | Storage | Battery and Inverter | 1-5, 6-9 | 0.642, 0.577 | Y | HVWWBA1G | 5.518 | 4 | 1
South Australian Water Corporation | Happy Valley Water Treatment Plant | SA1 | Load | Market | Scheduled | Battery storage | Grid | Storage | Battery and Inverter | 1-5, 6-9 | 0.642, 0.577 | Y | HVWWBA1L | 5.518 | 4 | 1
Pacific Hydro Haughton Solar Farm Pty Ltd | Haughton Solar Farm Stage 1 | QLD1 | Generator | Market | Semi-Scheduled | Solar | Solar | Renewable | Photovoltaic Tracking Flat panel | 1-81 | 1.23 | Y | HAUGHT11 | 132 | 100 | 20
Hayman Solar Farm Pty Ltd As The Trustee For The Hayman Solar Farm Trust | Hayman Solar Farm | QLD1 | Generator | Market | Semi-Scheduled | Solar | Solar | Renewable | Photovoltaic Tracking Flat panel | 1-21 | 2.75 | Y | HAYMSF1 | 57.75 | 50 | 165
Hazelwood BESS Project Co Pty Ltd as trustee for the HBESS Asset Trust | Hazelwood BESS | VIC1 | Generator | Market | Scheduled | Battery storage | Grid | Storage | Battery and Inverter | 1-57 | 2.632 | Y | HBESSG1 | 200 | 150 | 30
Hazelwood BESS Project Co Pty Ltd as trustee for the HBESS Asset Trust | Hazelwood BESS | VIC1 | Load | Market | Scheduled | Battery storage | Grid | Storage | Battery and Inverter | 1-57 | 2.632 | Y | HBESSL1 | 200 | 150 | 30
Progressive Green Pty Ltd | Hepburn Community Wind Farm | VIC1 | Generator | Market | Non-Scheduled | Wind | Wind | Renewable | Wind - Onshore | 1 & 2 | 2.05 | N | HEPWIND1 | 4.1 | 4 | 0
Hillston Sun Farm Operations Pty Ltd ATF Hillston Sun Farm Operations Trust | Hillston Sun Farm | NSW1 | Generator | Market | Semi-Scheduled | Solar | Solar | Renewable | Photovoltaic Tracking Flat panel | 1-40 | 2.125 | Y | HILLSTN1 | 110 | 85 | 17
Hornsdale Power Reserve Pty Ltd | Hornsdale Power Reserve | SA1 | Generator | Market | Scheduled | Battery storage | Wind | Storage | Battery and Inverter | 1-294 | 0.5102 | N | HPRG1 | 150 | 150 | 30
Hornsdale Power Reserve Pty Ltd | Hornsdale Power Reserve | SA1 | Load | Market | Scheduled | - | - | Storage | Battery | 1-294 | 0.4081 | N | HPRL1 | 120 | 120 | 24
HWF1 Pty Ltd | Hornsdale Wind Farm | SA1 | Generator | Market | Semi-Scheduled | Wind | Wind | Renewable | Wind - Onshore | 1-32 | 3.2 | Y | HDWF1 | 102.4 | 102 | 50
HWF 2 Pty Ltd | Hornsdale Wind Farm 2 | SA1 | Generator | Market | Semi-Scheduled | Wind | Wind | Renewable | Wind - Onshore | 1-32 | 3.2 | Y | HDWF2 | 102.4 | 102 | 50
HWF3 Pty Ltd | Hornsdale Wind Farm 3 | SA1 | Generator | Market | Semi-Scheduled | Wind | Wind | Renewable | Wind - Onshore | 1-35 | 3.2 | Y | HDWF3 | 112 | 109 | 50
Hughenden Solar Pty Limited As Trustee For Hughenden Solar Trust | Hughenden Solar Farm | QLD1 | Generator | Market | Non-Scheduled | Solar | Solar | Renewable | Photovoltaic Tracking Flat panel | 1-18 | 1.165 | Y | HUGSF1 | 20.97 | 18 | 60
GSP Energy Pty Ltd | Hume (NSW) Hydro Power Station | NSW1 | Generator | Market | Scheduled | Hydro | Water | Renewable | Hydro - Gravity | 1-2 | 29 | Y | HUMENSW | 29 | 70 | 10
GSP Energy Pty Ltd | Hume (Vic) Hydro Power Station | VIC1 | Generator | Market | Scheduled | Hydro | Water | Renewable | Hydro - Gravity | 1-2 | 29 | Y | HUMEV | 29 | 70 | 10
Snowy Hydro Limited | Hunter Economic Zone | NSW1 | Generator | Market | Non-Scheduled | Fossil | Diesel | Combustion | Compression Reciprocating Engine | 1-16 | 1.8 | N | HEZ1 | 28 | 28 | 9
Stanwell Corporation Limited | Invicta Sugar Mill | QLD1 | Generator | Market | Non-Scheduled | Renewable/ Biomass / Waste | Bagasse | Combustion | Steam Sub-Critical | 1 | 38.8 | N | INVICTA | 50.3 | 51 | 0
Stanwell Corporation Limited | Invicta Sugar Mill | QLD1 | Generator | Market | Non-Scheduled | Renewable/ Biomass / Waste | Bagasse | Combustion | Steam Sub-Critical | 2 | 9 | N | INVICTA | - | - | -
Stanwell Corporation Limited | Invicta Sugar Mill | QLD1 | Generator | Market | Non-Scheduled | Renewable/ Biomass / Waste | Bagasse | Combustion | Steam Sub-Critical | 3 | 2.5 | N | INVICTA | - | - | -
AGL Australia Markets Pty Limited | ISIS Central Sugar Mill Co-generation Plant | QLD1 | Generator | Market | Non-Scheduled | Renewable/ Biomass / Waste | Bagasse | Combustion | Steam Sub-Critical | 1 | 25 | N | ICSM | 25 | 25
EDL LFG (NSW) Pty Ltd | Jacks Gully Landfill Gas Power Station | NSW1 | Generator | Market | Non-Scheduled | Renewable/ Biomass / Waste | Landfill Methane / Landfill Gas | Combustion | Compression Reciprocating Engine | 1-2 | 1.15 | N | JACKSGUL | 2.3 | 2
EnergyAustralia Ecogen Pty Ltd | Jeeralang "A" Power Station | VIC1 | Generator | Market | Scheduled | Fossil | Natural Gas | Combustion | Open Cycle Gas turbines (OCGT) | 1 | 51 | Y | JLA01 | 51 | 65 | 23
EnergyAustralia Ecogen Pty Ltd | Jeeralang "A" Power Station | VIC1 | Generator | Market | Scheduled | Fossil | Natural Gas | Combustion | Open Cycle Gas turbines (OCGT) | 2 | 51 | Y | JLA02 | 51 | 65 | 23
EnergyAustralia Ecogen Pty Ltd | Jeeralang "A" Power Station | VIC1 | Generator | Market | Scheduled | Fossil | Natural Gas | Combustion | Open Cycle Gas turbines (OCGT) | 3 | 51 | Y | JLA03 | 51 | 65 | 23
EnergyAustralia Ecogen Pty Ltd | Jeeralang "A" Power Station | VIC1 | Generator | Market | Scheduled | Fossil | Natural Gas | Combustion | Open Cycle Gas turbines (OCGT) | 4 | 51 | Y | JLA04 | 51 | 65 | 23
EnergyAustralia Ecogen Pty Ltd | Jeeralang "B" Power Station | VIC1 | Generator | Market | Scheduled | Fossil | Natural Gas | Combustion | Open Cycle Gas turbines (OCGT) | 1 | 76 | Y | JLB01 | 76 | 100 | 20
EnergyAustralia Ecogen Pty Ltd | Jeeralang "B" Power Station | VIC1 | Generator | Market | Scheduled | Fossil | Natural Gas | Combustion | Open Cycle Gas turbines (OCGT) | 2 | 76 | Y | JLB02 | 76 | 100 | 20
EnergyAustralia Ecogen Pty Ltd | Jeeralang "B" Power Station | VIC1 | Generator | Market | Scheduled | Fossil | Natural Gas | Combustion | Open Cycle Gas turbines (OCGT) | 3 | 76 | Y | JLB03 | 76 | 100 | 20
Jemalong PV Asset Pty Ltd as Trustee for the Jemalong PV Asset Trust | Jemalong Solar Project | NSW1 | Generator | Market | Semi-Scheduled | Solar | Solar | Renewable | Photovoltaic Tracking Flat panel | 1-20 | 2.5 | Y | JEMALNG1 | 55 | 50 | 10
Snowy Hydro Limited | Jindabyne Pump At Guthega | VIC1 | Generator | Non-Market | Non-Scheduled |  |  |  |  | 1 | 70 | N | - | 70 | 70
Snowy Hydro Limited | Jindabyne Small Hydro Power Station | NSW1 | Generator | Market | Non-Scheduled | Hydro | Water | Renewable | Hydro - Gravity | 1 | 1.1 | N | JNDABNE1 | 1.1 | 1
Hydro-Electric Corporation | John Butters Power Station | TAS1 | Generator | Market | Scheduled | Hydro | Water | Renewable | Hydro - Gravity | 1 | 144 | Y | JBUTTERS | 144 | 144 | 40
Snowy Hydro Limited | Jounama Small Hydro Power Station | NSW1 | Generator | Market | Non-Scheduled | Hydro | Water | Renewable | Hydro - Gravity | 1 | 14 | N | JOUNAMA1 | 14 | 14
Junee Operationsco Pty Ltd Atf Junee Operations Trust | Junee Solar Farm | NSW1 | Generator | Market | Semi-Scheduled | Solar | Solar | Renewable | Photovoltaic Tracking Flat panel | 1-22 | 1.363 | Y | JUNEESF1 | 36 | 30 | 6
Kaban Wind Farm Pty Ltd as trustee for Kaban Wind Farm Trust | Kaban Wind Farm | QLD1 | Generator | Market | Semi-Scheduled | Wind | Wind | Renewable | Wind - Onshore | 1-28 | 5.428 | Y | KABANWF1 | 156 | 152 | 30
Iraak Sun Farm Pty Ltd | Karadoc Solar Farm | VIC1 | Generator | Market | Semi-Scheduled | Solar | Solar | Renewable | Photovoltaic Flat panel | 1-38 | 2.368 | Y | KARSF1 | 104 | 90 | 18
CleanCo Queensland Limited | Kareeya Power Station | QLD1 | Generator | Market | Scheduled | Hydro | Water | Renewable | Run of River | 1 | 21 | Y | KAREEYA1 | 21 | 22 | 5
CleanCo Queensland Limited | Kareeya Power Station | QLD1 | Generator | Market | Scheduled | Hydro | Water | Renewable | Run of River | 2 | 21 | Y | KAREEYA2 | 21 | 22 | 5
CleanCo Queensland Limited | Kareeya Power Station | QLD1 | Generator | Market | Scheduled | Hydro | Water | Renewable | Run of River | 3 | 21 | Y | KAREEYA3 | 21 | 22 | 5
CleanCo Queensland Limited | Kareeya Power Station | QLD1 | Generator | Market | Scheduled | Hydro | Water | Renewable | Run of River | 4 | 21 | Y | KAREEYA4 | 21 | 22 | 5
CleanCo Queensland Limited | Kareeya Power Station | QLD1 | Generator | Market | Non-Scheduled | Hydro | Water | Renewable | Run of River | 5 | 7 | N | KAREEYA5 | 7 | 7
GSP Energy Pty Ltd | Keepit Hydro Power Station | NSW1 | Generator | Market | Non-Scheduled | Hydro | Water | Renewable | Hydro - Gravity | 1 | 6 | N | KEEPIT | 6 | 8
Kennedy Energy Park Pty Ltd | Kennedy Energy Park Battery | QLD1 | Generator | Market | Non-Scheduled | Battery storage | Grid | Storage | Battery | 1-4 | 0.5 | Y | KEPBG1 | 2 | 2 | 0
Kennedy Energy Park Pty Ltd | Kennedy Energy Park Battery | QLD1 | Load | Market | Non-Scheduled | Battery storage | Grid | Storage | Battery | 1-4 | 0.5 | Y | KEPBL1 | 2 | 2 | 0
Kennedy Energy Park Pty Ltd | Kennedy Energy Park | QLD1 | Generator | Market | Semi-Scheduled | Solar | Solar | Renewable | Photovoltaic Tracking Flat panel | 1-6 | 2.5 | Y | KEPSF1 | 16 | 15 | 3
Kennedy Energy Park Pty Ltd | Kennedy Energy Park | QLD1 | Generator | Market | Semi-Scheduled | Wind | Wind | Renewable | Wind - Onshore | 1-12 | 3.6 | Y | KEPWF1 | 43 | 43 | 8
KSF Project Nominees Pty Ltd As The Trustee For KSF Project Trust | Kiamal Solar Farm | VIC1 | Generator | Market | Semi-Scheduled | Solar | Solar | Renewable | Photovoltaic Tracking Flat Panel | 1-150 | 1.333 | Y | KIAMSF1 | 239 | 200 | 40
Kiata ProjectCo Pty Ltd Atf Kiata Project Trust | Kiata Wind Farm | VIC1 | Generator | Market | Semi-Scheduled | Wind | Wind | Renewable | Wind - Onshore | 1-9 | 3.45 | N | KIATAWF1 | 31.05 | 31 | 37
Genex (Solar) Pty Ltd | Kidston Solar Project | QLD1 | Generator | Market | Semi-Scheduled | Solar | Solar | Renewable | Photovoltaic Flat panel | 1-20 | 2.385 | Y | KSP1 | 50 | 47.7 | 10
CS Energy Limited | Kogan Creek Power Station | QLD1 | Generator | Market | Scheduled | Fossil | Black Coal | Combustion | Steam Super Critical | 1 | 744 | Y | KPP_1 | 744 | 781 | 157
Origin Energy Electricity Limited | Ladbroke Grove Power Station | SA1 | Generator | Market | Scheduled | Fossil | Natural Gas | Combustion | Open Cycle Gas turbines (OCGT) | 1 | 40 | Y | LADBROK1 | 40 | 50 | 10
Origin Energy Electricity Limited | Ladbroke Grove Power Station | SA1 | Generator | Market | Scheduled | Fossil | Natural Gas | Combustion | Open Cycle Gas turbines (OCGT) | 2 | 40 | Y | LADBROK2 | 40 | 50 | 10
Lake Bonney Wind Power Pty Ltd | Lake Bonney BESS1 | SA1 | Generator | Market | Scheduled | Battery storage | Grid | Storage | Battery | 1-48 | 0.52 | Y | LBBG1 | 25 | 25 | 5
Lake Bonney Wind Power Pty Ltd | Lake Bonney BESS1 | SA1 | Load | Market | Scheduled | - | - | Storage | Battery | 1-48 | 0.52 | Y | LBBL1 | 25 | 25 | 5
Lake Bonney Wind Power Pty Ltd | Lake Bonney Stage 2 Windfarm | SA1 | Generator | Market | Semi-Scheduled | Wind | Wind | Renewable | Wind - Onshore | 1-53 | 3 | N | LKBONNY2 | 159 | 159 | 32
Lake Bonney Wind Power Pty Ltd | Lake Bonney Stage 3 Wind Farm | SA1 | Generator | Market | Semi-Scheduled | Wind | Wind | Renewable | Wind - Onshore | 1-13 | 3 | N | LKBONNY3 | 39 | 39 | 32
Lake Bonney Wind Power Pty Ltd | Lake Bonney Wind Farm Stage 1 | SA1 | Generator | Market | Non-Scheduled | Wind | Wind | Renewable | Wind - Onshore | 1-46 | 1.75 | Y | LKBONNY1 | 80.5 | 81 | 17
Hydro-Electric Corporation | Lake Echo Power Station | TAS1 | Generator | Market | Scheduled | Hydro | Water | Renewable | Hydro - Gravity | 1 | 32.4 | Y | LK_ECHO | 32.4 | 34 | 15
Snowy Hydro Limited | Laverton North Power Station | VIC1 | Generator | Market | Scheduled | Fossil | Natural Gas | Combustion | Open Cycle Gas turbines (OCGT) | 1 | 156 | Y | LNGS1 | 156 | 172 | 27
Snowy Hydro Limited | Laverton North Power Station | VIC1 | Generator | Market | Scheduled | Fossil | Natural Gas | Combustion | Open Cycle Gas turbines (OCGT) | 2 | 156 | Y | LNGS2 | 156 | 172 | 27
Hydro-Electric Corporation | Lemonthyme / Wilmot Power Station | TAS1 | Generator | Market | Scheduled | Hydro | Water | Renewable | Hydro - Gravity | L 1 | 51 | Y | LEM_WIL | 81.6 | 86 | 25
Hydro-Electric Corporation | Lemonthyme / Wilmot Power Station | TAS1 | Generator | Market | Scheduled | Hydro | Water | Renewable | Hydro - Gravity | W 1 | 30.6 | Y | LEM_WIL | - | - | -
AGL Macquarie Pty Limited | Liddell Power Station | NSW1 | Generator | Market | Scheduled | Fossil | Black Coal | Combustion | Steam Sub-Critical | 1 | 500 | Y | LD01 | 500 | 550 | 110
AGL Macquarie Pty Limited | Liddell Power Station | NSW1 | Generator | Market | Scheduled | Fossil | Black Coal | Combustion | Steam Sub-Critical | 2 | 500 | Y | LD02 | 500 | 550 | 110
AGL Macquarie Pty Limited | Liddell Power Station | NSW1 | Generator | Market | Scheduled | Fossil | Black Coal | Combustion | Steam Sub-Critical | 4 | 500 | Y | LD04 | 500 | 550 | 110
Ergon Energy Queensland Pty Ltd | Lilyvale Solar Farm | QLD1 | Generator | Market | Semi-Scheduled | Solar | Solar | Renewable | Photovoltaic Tracking Flat panel | 1-74 | 1.35 | Y | LILYSF1 | 118 | 100 | 20
Limondale Sun Farm Pty Ltd | Limondale Solar Farm 1 | NSW1 | Generator | Market | Semi-Scheduled | Solar | Solar | Renewable | Photovoltaic Tracking Flat Panel | 1-100 | 2.2 | Y | LIMOSF11 | 275 | 220 | 44
Limondale Sun Farm Pty Ltd | Limondale Solar Farm 2 | NSW1 | Generator | Market | Semi-Scheduled | Solar | Solar | Renewable | Photovoltaic Tracking Flat Panel | 1-14 | 2.07 | Y | LIMOSF21 | 38 | 29 | 6
Lincoln Gap Wind Farm (Operations) Pty Ltd | Lincoln Gap Wind Farm | SA1 | Generator | Market | Semi-Scheduled | Wind | Wind | Renewable | Wind - Onshore | 1-35 | 3.514 | Y | LGAPWF1 | 126 | 123 | 25
Lincoln Gap Wind Farm (Operations) Pty Ltd | Lincoln Gap Wind Farm | SA1 | Generator | Market | Semi-Scheduled | Wind | Wind | Renewable | Wind - Onshore | 36-59 | 3.541 | Y | LGAPWF2 | 86 | 85 | 17
Diamond Energy Pty Ltd | Longreach Solar Farm | QLD1 | Generator | Market | Non-Scheduled | Solar | Solar | Renewable | Photovoltaic Tracking Flat panel | 1-7 | 2 | Y | LRSF1 | 17 | 14 | 1000
Snowy Hydro Limited | Lonsdale Power Station | SA1 | Generator | Market | Scheduled | Fossil | Diesel | Combustion | Compression Reciprocating Engine | 1-18 | 1.125 | Y | LONSDALE | 20 | 21 | 10
AGL Loy Yang Marketing Pty Ltd | Loy Yang A Power Station | VIC1 | Generator | Market | Scheduled | Fossil | Brown Coal | Combustion | Steam Sub-Critical | 1 | 560 | Y | LYA1 | 560 | 590 | 118
AGL Loy Yang Marketing Pty Ltd | Loy Yang A Power Station | VIC1 | Generator | Market | Scheduled | Fossil | Brown Coal | Combustion | Steam Sub-Critical | 2 | 530 | Y | LYA2 | 530 | 535 | 108
AGL Loy Yang Marketing Pty Ltd | Loy Yang A Power Station | VIC1 | Generator | Market | Scheduled | Fossil | Brown Coal | Combustion | Steam Sub-Critical | 3 | 560 | Y | LYA3 | 560 | 590 | 118
AGL Loy Yang Marketing Pty Ltd | Loy Yang A Power Station | VIC1 | Generator | Market | Scheduled | Fossil | Brown Coal | Combustion | Steam Sub-Critical | 4 | 560 | Y | LYA4 | 560 | 580 | 116
Alinta Energy Retail Sales Pty Ltd | Loy Yang B Power Station | VIC1 | Generator | Market | Scheduled | Fossil | Brown Coal | Combustion | Steam Sub-Critical | 1 | 500 | Y | LOYYB1 | 500 | 600 | 110
Alinta Energy Retail Sales Pty Ltd | Loy Yang B Power Station | VIC1 | Generator | Market | Scheduled | Fossil | Brown Coal | Combustion | Steam Sub-Critical | 2 | 500 | Y | LOYYB2 | 500 | 600 | 110
EDL LFG (NSW) Pty Ltd | Lucas Heights 2 Power Station | NSW1 | Generator | Market | Non-Scheduled | Renewable/ Biomass / Waste | Landfill Methane / Landfill Gas | Combustion | Compression Reciprocating Engine | 12-15 | 1.15 | N | LUCAS2S2 | 4.6 | 5 | 0
EDL LFG (NSW) Pty Ltd | Lucas Heights 2 Power Station | NSW1 | Generator | Market | Non-Scheduled | Renewable/ Biomass / Waste | Landfill Methane / Landfill Gas | Combustion | Spark Ignition Reciprocating Engine | 1-11 | 1.15 | N | LUCASHGT | 12.65 | 13 | 0
AGL Hydro Partnership | Macarthur Wind Farm | VIC1 | Generator | Market | Semi-Scheduled | Wind | Wind | Renewable | Wind - Onshore | 1-140 | 3 | N | MACARTH1 | 420 | 420 | 90
Hydro-Electric Corporation | Mackintosh Power Station | TAS1 | Generator | Market | Scheduled | Hydro | Water | Renewable | Hydro - Gravity | 1 | 79.9 | Y | MACKNTSH | 79.9 | 89 | 40
Manildra Prop Pty Ltd as The Trustee for the Manildra Asset Trust | Manildra solar Farm | NSW1 | Generator | Market | Semi-Scheduled | Solar | Solar | Renewable | Photovoltaic Flat panel | 1-10 | 2.5 | Y | MANSLR1 | 50 | 46 | 46
Manildra Prop Pty Ltd as The Trustee for the Manildra Asset Trust | Manildra solar Farm | NSW1 | Generator | Market | Semi-Scheduled | Solar | Solar | Renewable | Photovoltaic Flat panel | 11-20 | 2.5 | Y | MANSLR1 | - | - | -
South Australian Water Corporation | Mannum - Adelaide Pipeline Pumping Station No 2, PV Units 1-6 | SA1 | Generator | Market | Semi-Scheduled | Solar | Solar | Renewable | Photovoltaic Tracking Flat panel | 1-6 | 2.75 | Y | MAPS2PV1 | 16.5 | 13 | 3
South Australian Water Corporation | Mannum - Adelaide Pipeline Pumping Station No 3, PV Units 1-6 | SA1 | Generator | Market | Semi-Scheduled | Solar | Solar | Renewable | Photovoltaic Tracking Flat panel | 1-6 | 2.75 | Y | MAPS3PV1 | 16.5 | 12 | 3
Alinta Energy Retail Sales Pty Ltd | Maroona Wind Farm | VIC1 | Generator | Market | Non-Scheduled | Wind | Wind | Renewable | Wind - Onshore | 1-2 | 3.4 | Y | MAROOWF1 | 6.8 | 6 | 4
Diamond Energy Pty Ltd | Maryrorough Solar Farm | QLD1 | Generator | Market | Semi-Scheduled | Solar | Solar | Renewable | Photovoltaic Tracking Flat panel | 1-12 | 2.25 | Y | MARYRSF1 | 33 | 27 | 6
Hydro-Electric Corporation | Meadowbank Power Station | TAS1 | Generator | Market | Scheduled | Hydro | Water | Renewable | Hydro - Gravity | 1 | 40 | Y | MEADOWBK | 40 | 44 | 10
Landfill Operations Pty Ltd | Melbourne Regional Landfill | VIC1 | Generator | Non-Market | Non-Scheduled | Renewable/ Biomass / Waste | Landfill Methane / Landfill Gas | Combustion | Spark Ignition Reciprocating Engine | 1-8 | 1.11 | N | - | 8.88 | 8.88
Metz ProjectCo Pty Ltd As The Trustee For Metz ProjectCo Trust | Metz Solar Farm | NSW1 | Generator | Market | Semi-Scheduled | Solar | Solar | Renewable | Photovoltaic Tracking Flat panel | 1-54 | 2.5 | Y | METZSF1 | 135 | 115 | 23
Capricorn SF No1 Pty Ltd | Middlemount Solar Farm | QLD1 | Generator | Market | Semi-Scheduled | Solar | Solar | Renewable | Photovoltaic Tracking Flat panel | 1-12 | 2.166 | N | MIDDLSF1 | 30 | 26 | 6
Tasmanian Irrigation Pty Ltd | Midlands Power Station | TAS1 | Generator | Non-Market | Non-Scheduled | Hydro | Water | Renewable | Hydro - Gravity | 1 | 6.078 | N | - | 6.078 | 7 | 0
Millmerran Energy Trader Pty Ltd | Millmerran Power Plant | QLD1 | Generator | Market | Scheduled | Fossil | Black Coal | Combustion | Steam Super Critical | 1 | 426 | Y | MPP_1 | 426 | 435 | 10
Millmerran Energy Trader Pty Ltd | Millmerran Power Plant | QLD1 | Generator | Market | Scheduled | Fossil | Black Coal | Combustion | Steam Super Critical | 2 | 426 | Y | MPP_2 | 426 | 435 | 10
Synergen Power Pty Limited | Mintaro Gas Turbine Station | SA1 | Generator | Market | Scheduled | Fossil | Natural Gas | Combustion | Open Cycle Gas turbines (OCGT) | 1 | 90 | Y | MINTARO | 90 | 105 | 5
Molong Operationsco Pty Ltd As The Trustee For Molong Operations Trust | Molong Solar Farm | NSW1 | Generator | Market | Semi-Scheduled | Solar | Solar | Renewable | Photovoltaic Tracking Flat panel | 1-22 | 1.364 | Y | MOLNGSF1 | 36 | 30 | 6
Moorabool Wind Farm Interface Company Pty Ltd | Moorabool Wind Farm | VIC1 | Generator | Market | Semi-Scheduled | Wind | Wind | Renewable | Wind - Onshore | 1-104 | 2.932 | Y | MOORAWF1 | 312 | 305 | 30
AGL Australia Markets Pty Limited | Moranbah Generation Project | QLD1 | Generator | Market | Non-Scheduled | Fossil | Coal Seam Methane | Combustion | Compression Reciprocating Engine | 1-8 | 1.57 | N | MORANBAH | 12.56 | 13
EDL Projects (Australia) Pty Ltd | Moranbah North Waste Coal Mine Gas Power Station | QLD1 | Generator | Market | Non-Scheduled | Fossil | Waste Coal Mine Gas | Combustion | Spark Ignition Reciprocating Engine | 1-21 | 3.02 | N | MBAHNTH | 63.42 | 63 | 0
Moree Asset Co Pty Ltd as the trustee for Moree Asset Trust | Moree Solar Farm | NSW1 | Generator | Market | Semi-Scheduled | Solar | Solar | Renewable | Photovoltaic Tracking Flat panel | 1-56 | 1.019 | N | MOREESF1 | 57.064 | 56 | 60
South Australian Water Corporation | Morgan-Whyalla Pipeline Pumping Station No 1 | SA1 | Generator | Market | Semi-Scheduled | Solar | solar | Renewable | Photovoltaic Tracking Flat panel | 1-2 | 2 | Y | MWPS1PV1 | 5 | 4 | 1
South Australian Water Corporation | Morgan-Whyalla Pipeline Pumping Station No 2 | SA1 | Generator | Market | Semi-Scheduled | Solar | Solar | Renewable | Photovoltaic Tracking Flat panel | 1-2 | 2 | Y | MWPS2PV1 | 5 | 4 | 1
South Australian Water Corporation | Morgan-Whyalla Pipeline Pumping Station No 3 | SA1 | Generator | Market | Semi-Scheduled | Solar | Solar | Renewable | Photovoltaic Tracking Flat panel | 1-3 | 2.5 | Y | MWPS3PV1 | 7 | 6 | 2
South Australian Water Corporation | Morgan-Whyalla Pipeline Pumping Station No 4 | SA1 | Generator | Market | Semi-Scheduled | Solar | Solar | Renewable | Photovoltaic Tracking Flat panel | 1-2 | 2 | Y | MWPS4PV1 | 5 | 4 | 1
EnergyAustralia Pty Ltd | Mornington Waste Disposal Facility | VIC1 | Generator | Market | Non-Scheduled | Renewable/ Biomass / Waste | Landfill Methane / Landfill Gas | Combustion | Compression Reciprocating Engine | 1 | 0.77 | N | MORNW | 1 | 1
Origin Energy Electricity Limited | Mortlake Power Station | VIC1 | Generator | Market | Scheduled | Fossil | Natural Gas | Combustion | Open Cycle Gas turbines (OCGT) | 1 | 283 | Y | MORTLK11 | 283 | 292 | 13
Origin Energy Electricity Limited | Mortlake Power Station | VIC1 | Generator | Market | Scheduled | Fossil | Natural Gas | Combustion | Open Cycle Gas turbines (OCGT) | 1 | 283 | Y | MORTLK12 | 283 | 292 | 13
Mortlake South Wind Farm Pty Ltd | Mortlake South Wind Farm | VIC1 | Generator | market | Semi-Scheduled | Wind | Wind | Renewable | Wind - Onshore | 1-35 | 4.5 | Y | MRTLSWF1 | 157.5 | 153 | 31
Mortons Lane Windfarm Pty Limited | Mortons Lane Wind Farm | VIC1 | Generator | Market | Non-Scheduled | Wind | Wind | Renewable | Wind - Onshore | 1-13 | 1.5 | N | MLWF1 | 19.5 | 20 | 0
Ergon Energy Queensland Pty Ltd | Mount Emerald Wind Farm | QLD1 | Generator | Market | Semi-Scheduled | Wind | Wind | Renewable | Wind - Onshore | 1-37 | 3.45 | N | MEWF1 | 127.65 | 126.05 | 159
Ergon Energy Queensland Pty Ltd | Mount Emerald Wind Farm | QLD1 | Generator | Market | Semi-Scheduled | Wind | Wind | Renewable | Wind - Onshore | 38-53 | 3.3 | N | MEWF1 | 52.8 | 52.15 | 159
Moura Solar Farm SPV Pty Ltd as the trustee for Moura Solar Farm Unit Trust | Moura Solar Farm | QLD1 | Generator | Market | Semi-Scheduled | Solar | Solar | Renewable | Photovoltaic Tracking Flat panel | 1-36 | 2.27 | Y | MOUSF1 | 99 | 82 | 17
Mt. Gellibrand Wind Farm Pty Ltd | Mt Gellibrand Wind Farm | VIC1 | Generator | Market | Semi-Scheduled | Wind | Wind | Renewable | Wind - Onshore | 1-14 | 3.136 | Y | MTGELWF1 | 43.904 | 66 | 400/200
Mt. Gellibrand Wind Farm Pty Ltd | Mt Gellibrand Wind Farm | VIC1 | Generator | Market | Semi-Scheduled | Wind | Wind | Renewable | Wind - Onshore | 19-26 | 3.136 | Y | MTGELWF1 | 25.088 | - | -
Mt. Gellibrand Wind Farm Pty Ltd | Mt Gellibrand Wind Farm | VIC1 | Generator | Market | Semi-Scheduled | Wind | Wind | Renewable | Wind - Onshore | 15-18 | 3.136 | Y | MTGELWF1 | 12.544 | 66 | 400/200
Mt. Gellibrand Wind Farm Pty Ltd | Mt Gellibrand Wind Farm | VIC1 | Generator | Market | Semi-Scheduled | Wind | Wind | Renewable | Wind - Onshore | 27-35 | 3.136 | Y | MTGELWF1 | 28.224 | - | -
Mt. Gellibrand Wind Farm Pty Ltd | Mt Gellibrand Wind Farm | VIC1 | Generator | Market | Semi-Scheduled | Wind | Wind | Renewable | Wind - Onshore | 38-40 | 3.136 | Y | MTGELWF1 | 9.408 | - | -
Mt. Gellibrand Wind Farm Pty Ltd | Mt Gellibrand Wind Farm | VIC1 | Generator | Market | Semi-Scheduled | Wind | Wind | Renewable | Wind - Onshore | 42-47 | 3.136 | Y | MTGELWF1 | 18.816 | - | -
Mt Mercer Windfarm Pty Ltd | Mt Mercer Wind Farm | VIC1 | Generator | Market | Semi-Scheduled | Wind | Wind | Renewable | Wind - Onshore | 1-64 | 2.05 | N | MERCER01 | 131.2 | 131 | 33
Mt Millar Wind Farm Pty Ltd | Mt Millar Wind Farm | SA1 | Generator | Market | Non-Scheduled | Wind | Wind | Renewable | Wind - Onshore | 1-35 | 2 | Y | MTMILLAR | 70 | 70 | 14
EnergyAustralia Pty Ltd | Mt Piper Power Station | NSW1 | Generator | Market | Scheduled | Fossil | Black Coal | Combustion | Steam Sub-Critical | 1 | 700 | Y | MP1 | 700 | 700 | 25
EnergyAustralia Pty Ltd | Mt Piper Power Station | NSW1 | Generator | Market | Scheduled | Fossil | Black Coal | Combustion | Steam Sub-Critical | 2 | 700 | Y | MP2 | 700 | 700 | 25
Origin Energy Electricity Limited | Mt Stuart Power Station | QLD1 | Generator | Market | Scheduled | Fossil | Kerosene | Combustion | Open Cycle Gas turbines (OCGT) | 1 | 144 | Y | MSTUART1 | 144 | 152 | 31
Origin Energy Electricity Limited | Mt Stuart Power Station | QLD1 | Generator | Market | Scheduled | Fossil | Kerosene | Combustion | Open Cycle Gas turbines (OCGT) | 2 | 144 | Y | MSTUART2 | 144 | 152 | 31
Origin Energy Electricity Limited | Mt Stuart Power Station | QLD1 | Generator | Market | Scheduled | Fossil | Kerosene | Combustion | Open Cycle Gas turbines (OCGT) | 3 | 131 | Y | MSTUART3 | 131 | 139 | 28
LGI Limited | Mugga Lane Landfill Gas To Energy Facility | NSW1 | Generator | Market | Non-Scheduled | Renewable/ Biomass / Waste | Landfill Methane / Landfill Gas | Combustion | Spark Ignition Reciprocating Engine | 1-4 | 1.065 | Y | MLLFGEF1 | 4.26 | 4 | 0
Mugga Lane Solar Park Pty Ltd | Mugga Lane Solar Park | NSW1 | Generator | Market | Non-Scheduled | Solar | Solar | Renewable | Photovoltaic Tracking Flat panel | 1 | 12 | Y | MLSP1 | 12 | 12 | 0
Telstra Energy (Generation) Pty Ltd | Murra Warra Wind Farm | VIC1 | Generator | Market | Semi-Scheduled | Wind | Wind | Renewable | Wind - Onshore | 1-61 | 3.7 | Y | MUWAWF1 | 231.8 | 225.7 | 45
Murra Warra II Project Co Pty Ltd ATF The Murra Warra II Project Trust | Murra Warra Wind Farm Stage 2 | VIC1 | Generator | Market | Semi-Scheduled | Wind | Wind | Renewable | Wind - Onshore | 1-38 | 5.5 | Y | MUWAWF2 | 209 | 203 | 40
South Australian Water Corporation | Murray Bridge-Onkaparinga Pipeline Pumping Station No 2 | SA1 | Generator | Market | Semi-Scheduled | Solar | Solar | Renewable | Photovoltaic Tracking Flat panel | 1-5 | 2 | Y | MBPS2PV1 | 13 | 10 | 3
Snowy Hydro Limited | Murray Power Station | VIC1 | Generator | Market | Scheduled | Hydro | Water | Renewable | Hydro - Gravity | 1-10 | 95 | Y | MURRAY | 1500 | 1575 | 450
Snowy Hydro Limited | Murray Power Station | VIC1 | Generator | Market | Scheduled | Hydro | Water | Renewable | Hydro - Gravity | 11-14 | 138 | Y | MURRAY | - | - | -
Hydro-Electric Corporation | Musselroe Wind Farm | TAS1 | Generator | Market | Semi-Scheduled | Wind | Wind | Renewable | Wind - Onshore | 1 - 56 | 3 | N | MUSSELR1 | 168 | 168 | 168
Dubbo Solar Hub Pty Ltd | Narromine Solar Farm | NSW1 | Generator | Market | Non-Scheduled | Solar | Solar | Renewable | Photovoltaic Tracking Flat panel | 1-4 | 2.5 | N | NASF1 | 10 | 9 | 0
Elliott Nevertire Solar Pty Ltd as Trustee for the Elliott Nevertire Trust | Nevertire Solar Farm | NSW1 | Generator | Market | Semi-Scheduled | Solar | Solar | Renewable | Photovoltaic Tracking Flat panel | 1-48 | 2.18 | N | NEVERSF1 | 132 | 105 | 0
NESF Pty Ltd as Trustee for New England Solar Project Trust | New England Solar Farm | NSW1 | Generator | Market | Semi-Scheduled | Solar | Solar | Renewable | Photovoltaic Tracking Flat panel | 1-144 | 1.388 | Y | NEWENSF1 | 235 | 200 | 40
NESF Pty Ltd as Trustee for New England Solar Project Trust | New England Solar Farm | NSW1 | Generator | Market | Semi-Scheduled | Solar | Solar | Renewable | Photovoltaic Tracking Flat panel | 145-288 | 1.388 | Y | NEWENSF2 | 235 | 200 | 40
EnergyAustralia Ecogen Pty Ltd | Newport Power Station | VIC1 | Generator | Market | Scheduled | Fossil | Natural Gas | Combustion | Steam Sub-Critical | 1 | 500 | Y | NPS | 500 | 510 | 20
Enel X Australia Pty Ltd | Nine Network Willoughby Plant | NSW1 | Generator | Market | Non-Scheduled | Fossil | Diesel | Combustion | Compression Reciprocating Engine | 1-3 | 1.06 | N | NINEWIL1 | 3.2 | 2
AGL SA Generation Pty Limited | North Brown Hill Wind Farm | SA1 | Generator | Market | Semi-Scheduled | Wind | Wind | Renewable | Wind - Onshore | 1-63 | 2.1 | N | NBHWF1 | 132.3 | 132 | 30
Numurkah Solar Farm Pty Ltd | Numurkah Solar Farm | VIC1 | Generator | Market | Semi-Scheduled | Solar | Solar | Renewable | Photovoltaic Tracking Flat panel | 1-56 | 1.785 | Y | NUMURSF1 | 112 | 100 | 20
AGL PARF NSW Pty Ltd | Nyngan Solar Plant | NSW1 | Generator | Market | Semi-Scheduled | Solar | Solar | Renewable | Photovoltaic Flat panel | 1-154 | 0.663 | N | NYNGAN1 | 102.141 | 102 | 20
Diamond Energy Pty Ltd | Oakey 1 Solar Farm | QLD1 | Generator | Market | Semi-Scheduled | Solar | Solar | Renewable | Photovoltaic Tracking Flat panel | 1-12 | 2.083 | Y | OAKEY1SF | 30 | 25 | 1000
Diamond Energy Pty Ltd | Oakey 2 Solar Farm | QLD1 | Generator | Market | Semi-Scheduled | Solar | Solar | Renewable | Photovoltaic Tracking Flat panel | 1-26 | 2.115 | Y | OAKEY2SF | 65 | 55 | 32
Shell Energy Retail Pty Ltd | Oakey Power Station | QLD1 | Generator | Market | Scheduled | Fossil | Natural Gas | Combustion | Open Cycle Gas turbines (OCGT) | 1 | 141 | Y | OAKEY1 | 141 | 173 | 30
Shell Energy Retail Pty Ltd | Oakey Power Station | QLD1 | Generator | Market | Scheduled | Fossil | Natural Gas | Combustion | Open Cycle Gas turbines (OCGT) | 2 | 141 | Y | OAKEY2 | 141 | 173 | 30
AGL Hydro Partnership | Oaklands Hill Wind Farm | VIC1 | Generator | Market | Semi-Scheduled | Wind | Wind | Renewable | Wind - Onshore | 1-32 | 2.1 | N | OAKLAND1 | 67 | 63 | 30
EDL (OCI) Pty Limited | Oaky Creek 2 | QLD1 | Generator | Market | Non-Scheduled | Fossil | Waste Coal Mine Gas | Combustion | Spark Ignition Reciprocating Engine | 1-5 | 3 | Y | OAKY2 | 15 | 15 | 0
EDL (OCI) Pty Limited | Oaky Creek Power Station | QLD1 | Generator | Market | Non-Scheduled | Fossil | Coal Seam Methane | Combustion | Compression Reciprocating Engine | 1-14 | 1.037 | Y | OAKYCREK | 20 | 20
EDL (OCI) Pty Limited | Oaky Creek Power Station | QLD1 | Generator | Market | Non-Scheduled | Fossil | Coal Seam Methane | Combustion | Compression Reciprocating Engine | 15-16 | 3 | Y | OAKYCREK | - | - | -
Origin Energy Electricity Limited | Osborne Power Station | SA1 | Generator | Market | Scheduled | Fossil | Natural Gas | Combustion | Combined Cycle Gas Turbine (CCGT) | 1 | 118 | Y | OSB-AG | 180 | 204 | 41
Origin Energy Electricity Limited | Osborne Power Station | SA1 | Generator | Market | Scheduled | Fossil | Natural Gas | Combustion | Combined Cycle Gas Turbine (CCGT) | 2 | 62 | Y | OSB-AG | - | - | -
Hydro-Electric Corporation | Paloona Power Station | TAS1 | Generator | Market | Non-Scheduled | Hydro | Water | Renewable | Hydro - Gravity | 1 | 28 | N | PALOONA | 28 | 33
Parkes Solar Farm Pty Ltd | Parkes Solar Farm | NSW1 | Generator | Market | Semi-Scheduled | Solar | Solar | Renewable | Photovoltaic Flat panel | 1-22 | 2.295 | Y | PARSF1 | 55 | 50.5 | 1000
Pelican Point Power Limited | Pelican Point Power Station | SA1 | Generator | Market | Scheduled | Fossil | Natural Gas | Combustion | Combined Cycle Gas Turbine (CCGT) | 1-2 | 160 | Y | PPCCGT | 478 | 522 | 20
Pelican Point Power Limited | Pelican Point Power Station | SA1 | Generator | Market | Scheduled | Fossil | Natural Gas | Combustion | Combined Cycle Gas Turbine (CCGT) | 3 | 158 | Y | PPCCGT | - | - | -
AGL Hydro Partnership | Pindari Hydro Power Station | NSW1 | Generator | Market | Non-Scheduled | Hydro | Water | Renewable | Hydro - Gravity | 1 | 6.7 | N | PINDARI | 6.7 | 6
Pioneer Sugar Mills Pty Ltd | Pioneer Sugar Mill | QLD1 | Generator | Non-Market | Non-Scheduled | Renewable/ Biomass / Waste | Bagasse | Combustion | Steam Sub-Critical | 1 | 30.86 | N | - | 67.78 | 68
Pioneer Sugar Mills Pty Ltd | Pioneer Sugar Mill | QLD1 | Generator | Non-Market | Non-Scheduled | Renewable/ Biomass / Waste | Bagasse | Combustion | Steam Sub-Critical | 2 | 36.92 | N | - | - | - | -
Hydro-Electric Corporation | Poatina Power Station | TAS1 | Generator | Market | Scheduled | Hydro | Water | Renewable | Hydro - Gravity | 1-2 | 50 | Y | POAT110 | 100 | 124 | 20
Hydro-Electric Corporation | Poatina Power Station | TAS1 | Generator | Market | Scheduled | Hydro | Water | Renewable | Hydro - Gravity | 3-6 | 50 | Y | POAT220 | 200 | 248 | 40
Iberdrola Australia Energy Markets Pty Limited | Port Augusta Renewable Energy Park | SA1 | Generator | Market | Semi-Scheduled | Wind | Wind | Renewable | Wind - Onshore | 1-50 | 4.02 | Y | PAREPW1 | 210 | 201 | 41
Iberdrola Australia Energy Markets Pty Limited | Port Augusta Renewable Energy Park | SA1 | Generator | Market | Semi-Scheduled | Solar | Solar | Renewable | Photovoltaic Flat panel | 1-36 | 2.138 | Y | PAREPS1 | 99 | 77 | 15
Synergen Power Pty Limited | Port Lincoln Gas Turbine | SA1 | Generator | Market | Scheduled | Fossil | Diesel | Combustion | Open Cycle Gas turbines (OCGT) | 1-2 | 25 | Y | POR01 | 50 | 55 | 6
Synergen Power Pty Limited | Port Lincoln Gas Turbine | SA1 | Generator | Market | Scheduled | Fossil | Diesel | Combustion | Open Cycle Gas turbines (OCGT) | PL3 | 23.5 | Y | POR03 | 23.5 | 23 | 5
Alcoa Portland Aluminium Pty Ltd | Portland | VIC1 | Load | Non-Market | Non-Scheduled | - | - | - | - | 1 | 450 | N | - | 450 | 509 | 0
Pacific Hydro Portland Wind Farm Pty Ltd | Portland Wind Farm | VIC1 | Generator | Non-Market | Non-Scheduled | Wind | Wind | Renewable | Wind - Onshore | 74 | 2 | N | - | 148 | 148 | 0
Snowy Hydro Limited | Pt Stanvac Power Station | SA1 | Generator | Market | Scheduled | Fossil | Diesel | Combustion | Compression Reciprocating Engine | 1-36 | 1.6 | Y | PTSTAN1 | 57.6 | 65 | 15
Origin Energy Electricity Limited | Quarantine Power Station | SA1 | Generator | Market | Scheduled | Fossil | Natural Gas | Combustion | Open Cycle Gas turbines (OCGT) | 1 | 29 | Y | QPS1 | 29 | 29.5 | 6
Origin Energy Electricity Limited | Quarantine Power Station | SA1 | Generator | Market | Scheduled | Fossil | Natural Gas | Combustion | Open Cycle Gas turbines (OCGT) | 2 | 24 | Y | QPS2 | 24 | 25 | 5
Origin Energy Electricity Limited | Quarantine Power Station | SA1 | Generator | Market | Scheduled | Fossil | Natural Gas | Combustion | Open Cycle Gas turbines (OCGT) | 3 | 29.5 | Y | QPS3 | 24 | 29.5 | 6
Origin Energy Electricity Limited | Quarantine Power Station | SA1 | Generator | Market | Scheduled | Fossil | Natural Gas | Combustion | Open Cycle Gas turbines (OCGT) | 4 | 24 | Y | QPS4 | 24 | 25 | 5
Origin Energy Electricity Limited | Quarantine Power Station | SA1 | Generator | Market | Scheduled | Fossil | Natural Gas | Combustion | Open Cycle Gas turbines (OCGT) | 5 | 128 | Y | QPS5 | 128 | 128 | 26
Berrybank 2 Asset Pty Ltd as trustee for Berrybank 2 Asset Trust | Queanbeyan BESS | NSW1 | Generator | Market | Scheduled | Battery storage | Grid | Storage | Battery and Inverter | 1-8 | 1.25 | Y | QBYNBG1 | 10 | 10 | 8
Berrybank 2 Asset Pty Ltd as trustee for Berrybank 2 Asset Trust | Queanbeyan BESS | NSW1 | Load | Market | Scheduled | Battery storage | Grid | Storage | Battery and Inverter | 1-8 | 1.25 | Y | QBYNBL1 | 10 | 10 | 8
Mackay Sugar Limited | Racecourse Mill Power Station | QLD1 | Generator | Non-Market | Non-Scheduled | Renewable/ Biomass / Waste | Bagasse | Combustion | Steam Sub-Critical | 1 | 3.5 | N | RACOMIL1 | 3.5 | 3.5 | 0
Mackay Sugar Limited | Racecourse Mill Power Station | QLD1 | Generator | Non-Market | Non-Scheduled | Renewable/ Biomass / Waste | Bagasse | Combustion | Steam Sub-Critical | 2 | 7 | N | RACOMIL1 | 7 | 7 | -
Mackay Sugar Limited | Racecourse Mill Power Station | QLD1 | Generator | Non-Market | Non-Scheduled | Renewable/ Biomass / Waste | Bagasse | Combustion | Steam Sub-Critical | 3 | 38 | N | RACOMIL1 | 38 | 38 | -
Hydro-Electric Corporation | Reece Power Station | TAS1 | Generator | Market | Scheduled | Hydro | Water | Renewable | Hydro - Gravity | 1 | 115.6 | Y | REECE1 | 115.6 | 119 | 40
Hydro-Electric Corporation | Reece Power Station | TAS1 | Generator | Market | Scheduled | Hydro | Water | Renewable | Hydro - Gravity | 2 | 115.6 | Y | REECE2 | 115.6 | 119 | 40
Hydro-Electric Corporation | Repulse Power Station | TAS1 | Generator | Market | Non-Scheduled | Hydro | Water | Renewable | Hydro - Gravity | 1 | 34 | N | REPULSE | 28 | 34
W.H. Heck & Sons Proprietary Limited | Rocky Point Cogeneration Plant | QLD1 | Generator | Market | Non-Scheduled | Renewable/ Biomass / Waste | Bagasse | Combustion | Steam Sub-Critical | 1 | 30 | N | RPCG | 30 | 30 | 0
EDL LFG (Qld) Pty Ltd | Roghan Road LFG Power Plant | QLD1 | Generator | Market | Non-Scheduled | Renewable/ Biomass / Waste | Bagasse | Combustion | Steam Sub-Critical | 1 | 2 | N | EDLRGNRD | 2 | 2 | 0
Origin Energy Electricity Limited | Roma Gas Turbine Station | QLD1 | Generator | Market | Scheduled | Fossil | Natural Gas | Combustion | Open Cycle Gas turbines (OCGT) | 7 | 40 | Y | ROMA_7 | 40 | 42 | 9
Origin Energy Electricity Limited | Roma Gas Turbine Station | QLD1 | Generator | Market | Scheduled | Fossil | Natural Gas | Combustion | Open Cycle Gas turbines (OCGT) | 7 | 40 | Y | ROMA_7 | 40 | 42 | 9
Origin Energy Electricity Limited | Roma Gas Turbine Station | QLD1 | Generator | Market | Scheduled | Fossil | Natural Gas | Combustion | Open Cycle Gas turbines (OCGT) | 8 | 40 | Y | ROMA_8 | 40 | 42 | 9
Ross River Operations Pty Ltd as the Trustee for the Ross River Operations Trust | Ross River Solar Farm | QLD1 | Generator | Market | Semi-Scheduled | Solar | Solar | Renewable | Photovoltaic Tracking Flat panel | 1-64 | 2 | Y | RRSF1 | 128 | 116 | 696
Hydro-Electric Corporation | Rowallan Power Station | TAS1 | Generator | Market | Non-Scheduled | Hydro | Water | Renewable | Hydro - Gravity | 1 | 10.5 | N | ROWALLAN | 10.5 | 11
Royalla Solar Farm Pty Limited | Royalla Solar Farm | NSW1 | Generator | Market | Non-Scheduled | Solar | Solar | Renewable | Photovoltaic Flat panel | 1-20 | 1 | N | ROYALLA1 | 20 | 20 | 0
AGL Hydro Partnership | Rubicon Mountain Streams Station | VIC1 | Generator | Market | Non-Scheduled | Hydro | Water | Renewable | Hydro - Gravity | LRPS1 | 2.7 | Y | RUBICON | 2.7 | 2.7 | 0
AGL Hydro Partnership | Rubicon Mountain Streams Station | VIC1 | Generator | Market | Non-Scheduled | Hydro | Water | Renewable | Hydro - Gravity | RFPS1 | 0.3 | Y | RUBICON | 0.3 | 0.3 | 0
AGL Hydro Partnership | Rubicon Mountain Streams Station | VIC1 | Generator | Market | Non-Scheduled | Hydro | Water | Renewable | Hydro - Gravity | RPS1-2 | 4.7 | Y | RUBICON | 9.4 | 9.4 | 0
AGL Hydro Partnership | Rubicon Mountain Streams Station | VIC1 | Generator | Market | Non-Scheduled | Hydro | Water | Renewable | Hydro - Gravity | RYPS1 | 0.8 | Y | RUBICON | 0.8 | 0.8 | 0
Braemar Power Project Pty Ltd | Rugby Run Solar Farm | QLD1 | Generator | Market | Semi-Scheduled | Solar | Solar | Renewable | Photovoltaic Tracking Flat panel | 1-25 | 2.6 | N | RUGBYR1 | 83 | 65 | 17
South Australian Water Corporation | Bolivar Waste Water Treatment Plant | SA1 | Generator | Market | Non-Scheduled | Renewable/ Biomass / Waste | Sewerage / Waste Water | Renewable | Pump Storage | 1-1 | 2.7 | N | BOLIVAR1 | 9.9 | 10 | 0
South Australian Water Corporation | Bolivar Waste Water Treatment Plant | SA1 | Generator | Market | Non-Scheduled | Renewable/ Biomass / Waste | Sewerage / Waste Water | Renewable | Pump Storage | 1-3 | 2.4 | N | BOLIVAR1 | - | - | -
Salt Creek Wind Farm Pty Ltd | Salt Creek Wind Farm | VIC1 | Generator | Market | Semi-Scheduled | Wind | Wind | Renewable | Wind - Onshore | 1-15 | 3.6 | Y | SALTCRK1 | 54 | 54 | 162
The Trustee For The SWF1 Operations Trust | Sapphire Wind Farm | NSW1 | Generator | Market | Semi-Scheduled | Wind | Wind | Renewable | Wind - Onshore | 1-75 | 3.6 | Y | SAPHWF1 | 270 | 270 | 225
Sebastopol Asset Co Pty Ltd as Trustee for the Sebastopol Asset Trust | Sebastopol Solar Farm | NSW1 | Generator | Market | Semi-Scheduled | Solar | Solar | Renewable | Photovoltaic Tracking Flat panel | 1-40 | 2.25 | Y | SEBSF1 | 110 | 90 | 18
Diamond Energy Pty Ltd | Shepparton Wastewater Treatment Facility | VIC1 | Generator | Market | Non-Scheduled | Renewable/ Biomass / Waste | Sewerage / Waste Water | Combustion | Compression Reciprocating Engine | 1 | 1.1 | N | SHEP1 | 1.1 | 1
Origin Energy Electricity Limited | Shoalhaven Power Station (Bendeela And Kangaroo Valley Power Station And Pumps) | NSW1 | Generator | Market | Scheduled | Hydro | Water | Renewable | Hydro - Gravity | 1-2 | 40 | Y | SHGEN | 240 | 247 | 25
Origin Energy Electricity Limited | Shoalhaven Power Station (Bendeela And Kangaroo Valley Power Station And Pumps) | NSW1 | Generator | Market | Scheduled | Hydro | Water | Renewable | Hydro - Gravity | 3-4 | 80 | Y | SHGEN | - | - | -
Origin Energy Electricity Limited | Shoalhaven Power Station (Bendeela And Kangaroo Valley Power Station And Pumps) | NSW1 | Load | Market | Scheduled | - | - | - | - | 1-2 | 40 | Y | SHPUMP | 240 | 240 | 12
Origin Energy Electricity Limited | Shoalhaven Power Station (Bendeela And Kangaroo Valley Power Station And Pumps) | NSW1 | Load | Market | Scheduled | - | - | - | - | 3-4 | 80 | Y | SHPUMP | - | - | -
AGL PARF NSW Pty Ltd | Silverton Wind Farm | NSW1 | Generator | Market | Semi-Scheduled | Wind | Wind | Renewable | Wind - Onshore | 1-58 | 3.43 | Y | STWF1 | 198.94 | 198 | 50
Smithfield Power Generation Pty Ltd | Smithfield Energy Facility | NSW1 | Generator | Market | Scheduled | Fossil | Natural Gas | Combustion | Combined Cycle Gas Turbine (CCGT) | 1-3 | 36.3 | Y | SITHE01 | 185 | 185 | 40
Smithfield Power Generation Pty Ltd | Smithfield Energy Facility | NSW1 | Generator | Market | Scheduled | Fossil | Natural Gas | Combustion | Combined Cycle Gas Turbine (CCGT) | 4 | 62 | Y | SITHE04 | - | - | -
Port Adelaide Energy Pty Ltd | Snapper Point Power Station | SA1 | Generator | Market | Scheduled | Fossil | Diesel | Combustion | Open Cycle Gas turbines (OCGT) | 1-5 | 30 | Y | SNAPPER1 | 154 | 150 | 30
Snowtown Wind Farm Stage 2 Pty Ltd | Snowtown South Wind Farm | SA1 | Generator | Market | Semi-Scheduled | Wind | Wind | Renewable | Wind - Onshore | 1-42 | 3 | N | SNOWSTH1 | 126 | 126 | 50
Snowtown Wind Farm Stage 2 Pty Ltd | Snowtown Wind Farm Stage 2 North | SA1 | Generator | Market | Semi-Scheduled | Wind | Wind | Renewable | Wind - Onshore | 1-48 | 3 | N | SNOWNTH1 | 144 | 144 | 50
Snowtown Wind Farm Pty Ltd | Snowtown Wind Farm Units 1 And 47 | SA1 | Generator | Market | Semi-Scheduled | Wind | Wind | Renewable | Wind - Onshore | 1-47 | 2.1 | N | SNOWTWN1 | 99 | 99 | 20
Synergen Power Pty Limited | Snuggery Power Station | SA1 | Generator | Non-Market | Non-Scheduled | Fossil | Diesel | Combustion | Open Cycle Gas turbines (OCGT) | 1 | 21 | N | - | 21 | 21
Synergen Power Pty Limited | Snuggery Power Station | SA1 | Generator | Market | Scheduled | Fossil | Diesel | Combustion | Open Cycle Gas turbines (OCGT) | 1-3 | 21 | Y | SNUG1 | 63 | 69 | 3
AGL Hydro Partnership | Somerton Power Station | VIC1 | Generator | Market | Scheduled | Fossil | Natural Gas | Combustion | Open Cycle Gas turbines (OCGT) | 1-4 | 42.5 | Y | AGLSOM | 170 | 170 | 30
Progressive Green Pty Ltd | South East Water - Halllam Hydro Plant | VIC1 | Generator | Market | Non-Scheduled | Hydro | Water | Renewable | Hydro - Gravity | 1 | 0.25 | N | HLMSEW01 | 0.25 | 1
Dubbo Solar Hub Pty Ltd | South Keswick Solar Farm | NSW1 | Generator | Market | Non-Scheduled | Solar | Solar | Renewable | Photovoltaic Tracking Flat panel | 1-6 | 2.5 | N | SKSF1 | 15 | 13 | 0
EDL LFG (Vic) Pty Ltd | Springvale Landfill Gas Power Station | VIC1 | Generator | Market | Non-Scheduled | Renewable/ Biomass / Waste | Landfill Methane / Landfill Gas | Combustion | Spark Ignition Reciprocating Engine | 1-4 | 1.05 | N | SVALE1 | 4.2 | 5 | 0
Firmus Grid Pty Ltd | St Leonards Data Centre | TAS1 | Load | Market | Scheduled | Battery storage | Grid | Storage | Battery and Inverter | 1 | 20 | N | SLDCBLK1 | 20 | 20 | 4
Stanwell Corporation Limited | Stanwell Power Station | QLD1 | Generator | Market | Scheduled | Fossil | Black Coal | Combustion | Steam Sub-Critical | 1 | 365 | Y | STAN-1 | 365 | 385 | 77
Stanwell Corporation Limited | Stanwell Power Station | QLD1 | Generator | Market | Scheduled | Fossil | Black Coal | Combustion | Steam Sub-Critical | 2 | 365 | Y | STAN-2 | 365 | 385 | 77
Stanwell Corporation Limited | Stanwell Power Station | QLD1 | Generator | Market | Scheduled | Fossil | Black Coal | Combustion | Steam Sub-Critical | 3 | 365 | Y | STAN-3 | 365 | 385 | 77
Stanwell Corporation Limited | Stanwell Power Station | QLD1 | Generator | Market | Scheduled | Fossil | Black Coal | Combustion | Steam Sub-Critical | 4 | 365 | Y | STAN-4 | 365 | 385 | 77
LMS Energy Pty Ltd | Stapylton Renewable Energy Facility | QLD1 | Generator | Market | Non-Scheduled | Renewable/ Biomass / Waste | Landfill Methane / Landfill Gas | Combustion | Spark Ignition Reciprocating Engine | 1-2 | 1.07 | N | STAPYLTON1 | 2.14 | 2
LMS Energy Pty Ltd | Stapylton Renewable Energy Facility | QLD1 | Generator | Market | Non-Scheduled | Renewable/ Biomass / Waste | Landfill Methane / Landfill Gas | Combustion | Spark Ignition Reciprocating Engine | 3 | 0.765 | N | STAPYLTON1 | 0.765 | -
LMS Energy Pty Ltd | Stapylton Renewable Energy Facility | QLD1 | Generator | Market | Non-Scheduled | Renewable/ Biomass / Waste | Landfill Methane / Landfill Gas | Combustion | Spark Ignition Reciprocating Engine | 4 | 0.46 | N | STAPYLTON1 | 0.46 | -
Starfish Hill Wind Farm Pty Ltd | Starfish Hill Wind Farm | SA1 | Generator | Market | Non-Scheduled | Wind | Wind | Renewable | Wind - Onshore | 1-23 | 1.5 | Y | STARHLWF | 34.5 | 35 | 7
Stockyard Hill Wind Farm Pty Ltd | Stockyard Hill Wind Farm | VIC1 | Generator | Market | Semi-Scheduled | Wind | Wind | Renewable | Wind - Onshore | 1-149 | 3.57 | Y | STOCKYD1 | 531 | 511 | 102
Sun Metals Corporation Pty Ltd | Sun Metals Solar Farm | QLD1 | Generator | Market | Semi-Scheduled | Solar | Solar | Renewable | Photovoltaic Flat panel | 1-48 | 2.33 | Y | SMCSF1 | 132 | 112 | 25
Sun Metals Corporation Pty Ltd | Sun Metals Solar Farm | QLD1 | Generator | Market | Semi-Scheduled | Solar | Solar | Renewable | Photovoltaic Flat panel | 49-52 | 2.33 | Y | SMCSF1 | 11 | 9 | 25
Sunraysia Solar Project Pty Ltd As Trustee For Sunraysia Solar Project Trust | Sunraysia Solar Farm | NSW1 | Generator | Market | Semi-Scheduled | Solar | Solar | Renewable | Photovoltaic Flat panel | 1-104 | 1.923 | Y | SUNRSF1 | 228 | 200 | 40
Suntop SF Pty Ltd as trustee for the Suntop Asset Trust | Suntop Solar Farm | NSW1 | Generator | Market | Semi-Scheduled | Solar | Solar | Renewable | Photovoltaic Tracking Flat panel | 1-110 | 1.36 | Y | SUNTPSF1 | 175 | 150 | 30
Susan River Solar Pty Ltd as Trustee for Susan River Solar Trust | Susan River Solar Farm | QLD1 | Generator | Market | Semi-Scheduled | Solar | Solar | Renewable | Photovoltaic Flat panel | 1-49 | 1.74 | N | SRSF1 | 85.26 | 75 | 255
CleanCo Queensland Limited | Swanbank E Power Station | QLD1 | Generator | Market | Scheduled | Fossil | Natural Gas | Combustion | Combined Cycle Gas Turbine (CCGT) | 1 | 385 | Y | SWAN_E | 385 | 385 | 77
MP Tableland Green Power Pty Ltd | Tableland Mill Unit 2 | QLD1 | Generator | Non-Market | Non-Scheduled | Renewable/ Biomass / Waste | Bagasse | Combustion | Steam Super Critical | 1 | 17 | N | TABMILL2 | 24 | 17 | -
EDL (TT) Pty Limited | Tahmoor Waste Coal Mine Gas Power Station | NSW1 | Generator | Market | Non-Scheduled | Fossil | Waste Coal Mine Gas | Combustion | Spark Ignition Reciprocating Engine | 1-7 | 1.006 | N | TAHMOOR1 | 7.042 | 7 | 0
Vena Energy Services (Australia) Pty Ltd | Tailem Bend Solar Project 1 | SA1 | Generator | Market | Semi-Scheduled | Solar | Solar | Renewable | Photovoltaic Flat Panel | 1-54 | 1.795 | Y | TBSF1 | 108 | 95 | 19
EnergyAustralia Pty Ltd | Tallawarra Power Station | NSW1 | Generator | Market | Scheduled | Fossil | Natural Gas | Combustion | Combined Cycle Gas Turbine (CCGT) | 1 | 440 | Y | TALWA1 | 440 | 440 | 30
Hydro-Electric Corporation | Tamar Valley Combined Cycle Power Station | TAS1 | Generator | Market | Scheduled | Fossil | Natural Gas | Combustion | Combined Cycle Gas Turbine (CCGT) | 1 | 140.6 | Y | TVCC201 | 208.6 | 208 | 9
Hydro-Electric Corporation | Tamar Valley Combined Cycle Power Station | TAS1 | Generator | Market | Scheduled | Fossil | Natural Gas | Combustion | Combined Cycle Gas Turbine (CCGT) | 2 | 68 | Y | TVCC201 | - | - | -
Taralga Wind Farm Nominees No 2 Pty Ltd (ATF Taralga Wind Farm Operating Trust) | Taralga Wind Farm | NSW1 | Generator | Market | Semi-Scheduled | Wind | Wind | Renewable | Wind - Onshore | 1-21 | 1.8 | N | TARALGA1 | 106.8 | 106 | 180
Taralga Wind Farm Nominees No 2 Pty Ltd (ATF Taralga Wind Farm Operating Trust) | Taralga Wind Farm | NSW1 | Generator | Market | Semi-Scheduled | Wind | Wind | Renewable | Wind - Onshore | 22-42 | 2 | N | TARALGA1 | - | - | -
Taralga Wind Farm Nominees No 2 Pty Ltd (ATF Taralga Wind Farm Operating Trust) | Taralga Wind Farm | NSW1 | Generator | Market | Semi-Scheduled | Wind | Wind | Renewable | Wind - Onshore | 43-51 | 3 | N | TARALGA1 | - | - | -
Stanwell Corporation Limited | Tarong North Power Station | QLD1 | Generator | Market | Scheduled | Fossil | Black Coal | Combustion | Steam Super Critical | 1 | 443 | Y | TNPS1 | 443 | 480 | 96
Stanwell Corporation Limited | Tarong Power Station | QLD1 | Generator | Market | Scheduled | Fossil | Black Coal | Combustion | Steam Sub-Critical | 1 | 350 | Y | TARONG#1 | 350 | 385 | 77
Stanwell Corporation Limited | Tarong Power Station | QLD1 | Generator | Market | Scheduled | Fossil | Black Coal | Combustion | Steam Sub-Critical | 2 | 350 | Y | TARONG#2 | 350 | 385 | 77
Stanwell Corporation Limited | Tarong Power Station | QLD1 | Generator | Market | Scheduled | Fossil | Black Coal | Combustion | Steam Sub-Critical | 3 | 350 | Y | TARONG#3 | 350 | 385 | 77
Stanwell Corporation Limited | Tarong Power Station | QLD1 | Generator | Market | Scheduled | Fossil | Black Coal | Combustion | Steam Sub-Critical | 4 | 350 | Y | TARONG#4 | 350 | 385 | 77
Hydro-Electric Corporation | Tarraleah Power Station | TAS1 | Generator | Market | Scheduled | Hydro | Water | Renewable | Hydro - Gravity | 1-6 | 15 | Y | TARRALEA | 90 | 94 | 60
Enel X Australia Pty Ltd | Tataria Bordertown Plant | SA1 | Generator | Market | Non-Scheduled | Fossil | Diesel | Combustion | Compression Reciprocating Engine | 1 | 0.5 | Y | TATIARA1 | 0.5 | 1
Diamond Energy Pty Ltd | Tatura Biomass Generator | VIC1 | Generator | Market | Non-Scheduled | Renewable/ Biomass / Waste | Sewerage / Waste Water | Combustion | Compression Reciprocating Engine | 1 | 1.1 | N | TATURA01 | 1.1 | 1
Iberdrola Australia SAGT Pty Limited | Temporary Generation South | SA1 | Generator | Market | Scheduled | Fossil | Diesel | Combustion | Open Cycle Gas turbines (OCGT) | 1-4 | 30.8 | Y | SATGS1 | 123.2 | 123 | 60
AGL SA Generation Pty Limited | The Bluff Wind Farm | SA1 | Generator | Market | Semi-Scheduled | Wind | Wind | Renewable | Wind - Onshore | 1-25 | 2.1 | N | BLUFF1 | 52.5 | 53 | 30
Pacific Hydro Investments Pty Ltd | The Drop Power Station | NSW1 | Generator | Market | Non-Scheduled | Hydro | Water | Renewable | Run of River | 1 | 2.5 | N | THEDROP1 | 2.5 | 3 | 0
Alinta Energy Retail Sales Pty Ltd | Timboon West Wind Farm | VIC1 | Generator | Market | Non-Scheduled | Wind | Wind | Renewable | Wind - Onshore | 1-2 | 3.6 | Y | TIMWEST | 7.2 | 7.2 | 0
Toora Wind Farm Pty Ltd | Toora Wind Farm | VIC1 | Generator | Market | Non-Scheduled | Wind | Wind | Renewable | Wind - Onshore | 1-12 | 1.75 | Y | TOORAWF | 21 | 21
AGL SA Generation Pty Limited | Torrens Island Power Station | SA1 | Generator | Market | Scheduled | Fossil | Natural Gas / Fuel Oil | Combustion | Steam Sub-Critical | 1 | 200 | Y | TORRB1 | 200 | 210 | 20
AGL SA Generation Pty Limited | Torrens Island Power Station | SA1 | Generator | Market | Scheduled | Fossil | Natural Gas / Fuel Oil | Combustion | Steam Sub-Critical | 2 | 200 | Y | TORRB2 | 200 | 210 | 20
AGL SA Generation Pty Limited | Torrens Island Power Station | SA1 | Generator | Market | Scheduled | Fossil | Natural Gas / Fuel Oil | Combustion | Steam Sub-Critical | 3 | 200 | Y | TORRB3 | 200 | 210 | 20
AGL SA Generation Pty Limited | Torrens Island Power Station | SA1 | Generator | Market | Scheduled | Fossil | Natural Gas / Fuel Oil | Combustion | Steam Sub-Critical | 4 | 200 | Y | TORRB4 | 200 | 210 | 20
EDL Group Operations Pty Ltd | Tower Power Plant | NSW1 | Generator | Market | Non-Scheduled | Fossil | Waste Coal Mine Gas | Combustion | Spark Ignition Reciprocating Engine | 1-40 | 1.03 | N | TOWER | 41.2 | 41 | 0
AGL Hydro Partnership | Townsville Gas Turbine | QLD1 | Generator | Market | Scheduled | Fossil | Natural Gas | Combustion | Combined Cycle Gas Turbine (CCGT) | 1 | 160 | Y | YABULU | 160 | 174 | 17
AGL Hydro Partnership | Townsville Gas Turbine | QLD1 | Generator | Market | Scheduled | Fossil | Natural Gas | Combustion | Combined Cycle Gas Turbine (CCGT) | 2 | 82 | Y | YABULU2 | 82 | 84 | 10
NovaPower Pty Ltd | Traralgon Network Support Station | VIC1 | Generator | Market | Non-Scheduled | Fossil | Natural Gas | Combustion | Spark Ignition Reciprocating Engine | 1-5 | 2 | N | TGNSS1 | 10 | 10 | 0
Hydro-Electric Corporation | Trevallyn Power Station | TAS1 | Generator | Market | Scheduled | Hydro | Water | Renewable | Hydro - Gravity | 1 | 20 | Y | TREVALLN | 93 | 107 | 60
Hydro-Electric Corporation | Trevallyn Power Station | TAS1 | Generator | Market | Scheduled | Hydro | Water | Renewable | Hydro - Gravity | 2 | 20 | Y | TREVALLN | 93 | 107 | 60
Hydro-Electric Corporation | Trevallyn Power Station | TAS1 | Generator | Market | Scheduled | Hydro | Water | Renewable | Hydro - Gravity | 3-4 | 26.5 | Y | TREVALLN | 93 | 107 | 60
Hydro-Electric Corporation | Tribute Power Station | TAS1 | Generator | Market | Scheduled | Hydro | Water | Renewable | Hydro - Gravity | 1 | 82.8 | Y | TRIBUTE | 82.8 | 92 | 40
Snowy Hydro Limited | Tumut 3 Power Station | NSW1 | Generator | Market | Scheduled | Hydro | Water | Renewable | Hydro - Gravity | 1-6 | 250 | Y | TUMUT3 | 1500 | 1800 | 600
Snowy Hydro Limited | Tumut 3 Pumps | NSW1 | Load | Market | Scheduled |  |  |  |  | 4-6 | 200 | Y | SNOWYP | 600 | 600 | 120
Snowy Hydro Limited | Tumut Power Station | NSW1 | Generator | Market | Scheduled | Hydro | Water | Renewable | Hydro - Gravity | 1-4 | 82 | Y | UPPTUMUT | 616 | 665 | 320
Snowy Hydro Limited | Tumut Power Station | NSW1 | Generator | Market | Scheduled | Hydro | Water | Renewable | Hydro - Gravity | 5-8 | 72 | Y | UPPTUMUT | - | - | -
Hydro-Electric Corporation | Tungatinah Power Station | TAS1 | Generator | Market | Scheduled | Hydro | Water | Renewable | Hydro - Gravity | 1, 2 & 5,3 & 4 | 25 | Y | TUNGATIN | 125 | 142 | 75
Origin Energy Electricity Limited | Uranquinty Power Station | NSW1 | Generator | Market | Scheduled | Fossil | Natural Gas | Combustion | Open Cycle Gas turbines (OCGT) | 1 | 166 | Y | URANQ11 | 166 | 173 | 34
Origin Energy Electricity Limited | Uranquinty Power Station | NSW1 | Generator | Market | Scheduled | Fossil | Natural Gas | Combustion | Open Cycle Gas turbines (OCGT) | 2 | 166 | Y | URANQ12 | 166 | 173 | 34
Origin Energy Electricity Limited | Uranquinty Power Station | NSW1 | Generator | Market | Scheduled | Fossil | Natural Gas | Combustion | Open Cycle Gas turbines (OCGT) | 3 | 166 | Y | URANQ13 | 166 | 173 | 34
Origin Energy Electricity Limited | Uranquinty Power Station | NSW1 | Generator | Market | Scheduled | Fossil | Natural Gas | Combustion | Open Cycle Gas turbines (OCGT) | 4 | 166 | Y | URANQ14 | 166 | 173 | 34
Diamond Energy Pty Ltd | Valdora Solar Farm | QLD1 | Generator | Market | Non-Scheduled | Solar | Solar | Renewable | Photovoltaic Flat panel | 1 | 15 | Y | VALDORA1 | 15 | 15 | 0
Delta Electricity | Vales Point "B" Power Station | NSW1 | Generator | Market | Scheduled | Fossil | Black Coal | Combustion | Steam Sub-Critical | 5 | 660 | Y | VP5 | 660 | 680 | 25
Delta Electricity | Vales Point "B" Power Station | NSW1 | Generator | Market | Scheduled | Fossil | Black Coal | Combustion | Steam Sub-Critical | 6 | 660 | Y | VP6 | 660 | 680 | 25
Snowy Hydro Limited | Valley Power Peaking Facility | VIC1 | Generator | Market | Scheduled | Fossil | Natural Gas | Combustion | Open Cycle Gas turbines (OCGT) | 1-6 | 50 | Y | VPGS1 | 50 | 60 | 11
Snowy Hydro Limited | Valley Power Peaking Facility | VIC1 | Generator | Market | Scheduled | Fossil | Natural Gas | Combustion | Open Cycle Gas turbines (OCGT) | 2-6 | 50 | Y | VPGS2 | 50 | 60 | 11
Snowy Hydro Limited | Valley Power Peaking Facility | VIC1 | Generator | Market | Scheduled | Fossil | Natural Gas | Combustion | Open Cycle Gas turbines (OCGT) | 3-6 | 50 | Y | VPGS3 | 50 | 60 | 11
Snowy Hydro Limited | Valley Power Peaking Facility | VIC1 | Generator | Market | Scheduled | Fossil | Natural Gas | Combustion | Open Cycle Gas turbines (OCGT) | 4-6 | 50 | Y | VPGS4 | 50 | 60 | 11
Snowy Hydro Limited | Valley Power Peaking Facility | VIC1 | Generator | Market | Scheduled | Fossil | Natural Gas | Combustion | Open Cycle Gas turbines (OCGT) | 5-6 | 50 | Y | VPGS5 | 50 | 60 | 11
Snowy Hydro Limited | Valley Power Peaking Facility | VIC1 | Generator | Market | Scheduled | Fossil | Natural Gas | Combustion | Open Cycle Gas turbines (OCGT) | 6-6 | 50 | Y | VPGS6 | 50 | 60 | 11
Veolia Environmental Services (Australia) Pty Ltd | Veolia Ti Tree Bio Reactor | QLD1 | Generator | Market | Non-Scheduled | Renewable/ Biomass / Waste | Landfill Methane / Landfill Gas | Combustion | Compression Reciprocating Engine | 1-2 | 1 | N | TITREE | 2 | 2
Wilmar Sugar Pty Ltd | Victoria Mill | QLD1 | Generator | Non-Market | Non-Scheduled | Renewable/ Biomass / Waste | Bagasse | Combustion | Steam Super Critical | 3 | 5 | N | - | 24 | 24 | 0
Wilmar Sugar Pty Ltd | Victoria Mill | QLD1 | Generator | Non-Market | Non-Scheduled | Renewable/ Biomass / Waste | Bagasse | Combustion | Steam Super Critical | 4 | 19 | N | - | - | - | -
Victorian Big Battery Pty Ltd | Victorian Big Battery | VIC1 | Generator | Market | Scheduled | Battery storage | Grid | Storage | Battery and Inverter | 1-212 | 1.415 | Y | VBBG1 | 360 | 300 | 60
Victorian Big Battery Pty Ltd | Victorian Big Battery | VIC1 | Load | Market | Scheduled |  |  | Storage | Battery and Inverter | 1-212 | 1.179 | Y | VBBL1 | 360 | 250 | 50
Wagga Wagga Operationsco Pty Ltd Atf Wagga Wagga Operations Trust | Wagga North Solar Farm | NSW1 | Generator | Market | Semi-Scheduled | Solar | Solar | Renewable | Photovoltaic Tracking Flat Panel | 1-34 | 1.411 | Y | WAGGNSF1 | 55 | 48 | 10
Iberdrola Australia Wallgrove Pty Limited | Wallgrove BESS 1 | NSW1 | Generator | Market | Scheduled | Battery storage | Grid | Storage | Battery and Inverter | 1-36 | 1.39 | Y | WALGRVG1 | 50 | 50 | 20
Iberdrola Australia Wallgrove Pty Limited | Wallgrove BESS 1 | NSW1 | Load | Market | Scheduled |  |  | Storage | Battery and Inverter | 1-36 | 1.306 | Y | WALGRVL1 | 47 | 47 | 20
AGL Sales (Queensland Electricity) Pty Limited | Wandoan Battery Energy Storage System (BESS) | QLD1 | Generator | Market | Scheduled | Battery storage | Grid | Storage | Battery | 1-34 | 2.94 | Y | WANDBG1 | 123 | 100 | 20
AGL Sales (Queensland Electricity) Pty Limited | Wandoan Battery Energy Storage System (BESS) | QLD1 | Load | Market | Scheduled |  |  | Storage | Battery | 1-34 | 2.94 | Y | WANDBL1 | 123 | 100 | 20
The University of Queensland | Warwick Solar Farm 1 | QLD1 | Generator | Market | Semi-Scheduled | Solar | Solar | Renewable | Photovoltaic Flat Panel | 1-24 | 1.33 | Y | WARWSF1 | 39 | 32 | 7
The University of Queensland | Warwick Solar Farm 2 | QLD1 | Generator | Market | Semi-Scheduled | Solar | Solar | Renewable | Photovoltaic Flat Panel | 1-24 | 1.33 | Y | WARWSF2 | 39 | 32 | 7
Waterloo Wind Farm Pty Ltd | Waterloo Wind Farm | SA1 | Generator | Market | Semi-Scheduled | Wind | Wind | Renewable | Wind - Onshore | 1-37 | 3 | N | WATERLWF | 130.8 | 130 | 27
Waterloo Wind Farm Pty Ltd | Waterloo Wind Farm | SA1 | Generator | Market | Semi-Scheduled | Wind | Wind | Renewable | Wind - Onshore | 38-43 | 3.3 | N | WATERLWF | - | - | -
AGL SA Generation Pty Limited | Wattle Point Wind Farm | SA1 | Generator | Market | Non-Scheduled | Wind | Wind | Renewable | Wind - Onshore | 1-55 | 1.65 | Y | WPWF | 90.75 | 91 | 19
Pyrenees Wind Energy Developments Pty Ltd | Waubra Wind Farm | VIC1 | Generator | Market | Non-Scheduled | Wind | Wind | Renewable | Wind - Onshore | 1-128 | 1.5 | N | WAUBRAWF | 192 | 192
Lightsource Australia SPV 4 Pty Ltd | Wellington Solar Farm | NSW1 | Generator | Market | Semi-Scheduled | Solar | Solar | Renewable | Photovoltaic Tracking Flat Panel | 1-132 | 1.287 | Y | WELLSF1 | 216 | 170 | 34
Wemen Asset Co Pty Ltd As Trustee For Wemen Solar Unit Trust | Wemen Solar Farm | VIC1 | Generator | Market | Semi-Scheduled | Solar | Solar | Renewable | Photovoltaic Tracking Flat Panel | 1-39 | 2.256 | Y | WEMENSF1 | 97.5 | 88 | 90
Enel X Australia Pty Ltd | West Illawarra Leagues Club Plant | NSW1 | Generator | Market | Non-Scheduled | Fossil | Diesel | Combustion | Compression Reciprocating Engine | 1 | 0.715 | Y | WESTILL1 | 1 | 1
Enel X Australia Pty Ltd | West Illawarra Leagues Club Plant | NSW1 | Generator | Market | Non-Scheduled | Fossil | Diesel | Combustion | Compression Reciprocating Engine | 2 | 0.275 | N | WESTILL1 | - | - | -
AGL Hydro Partnership | West Kiewa Power Station | VIC1 | Generator | Market | Scheduled | Hydro | Water | Renewable | Hydro - Gravity | WKIEWA1 | 15.5 | Y | WKIEWA1 | 31 | 34 | 15
AGL Hydro Partnership | West Kiewa Power Station | VIC1 | Generator | Market | Scheduled | Hydro | Water | Renewable | Hydro - Gravity | WKIEWA2 | 15.5 | Y | WKIEWA2 | 31 | 34 | 15
West Wyalong Fund Pty Ltd as Trustee for the West Wyalong Trust | West Wyalong Solar Farm | NSW1 | Generator | Market | Semi-Scheduled | Solar | Solar | Renewable | Photovoltaic Tracking Flat Panel | 1-29 | 3.103 | Y | WSTWYSF1 | 105 | 90 | 18
Western Downs Green Power Hub Pty Ltd ATF Western Downs Green Power Hub Trust | Western Downs GPH | QLD1 | Generator | Market | Semi-Scheduled | Solar | Solar | Renewable | Photovoltaic Tracking Flat Panel | 1-83 | 2.395 | Y | WDGPH1 | 501 | 400 | 80
Western Downs Green Power Hub Pty Ltd ATF Western Downs Green Power Hub Trust | Western Downs GPH | QLD1 | Generator | Market | Semi-Scheduled | Solar | Solar | Renewable | Photovoltaic Tracking Flat Panel | 84-167 | 2.395 | Y | WDGPH1 | 501 | 400 | 80
Enel X Australia Pty Ltd | Western Suburbs League Club (Campbelltown) Plant | NSW1 | Generator | Market | Non-Scheduled | Fossil | Diesel | Combustion | Compression Reciprocating Engine | 1 | 1 | N | WESTCBT1 | 1 | 1
White Rock Wind Farm Pty Ltd | White Rock Solar Farm | NSW1 | Generator | Market | Semi-Scheduled | Solar | Solar | Renewable | Photovoltaic Flat Panel | 71-78 | 2.75 | Y | WRSF1 | 22 | 20 | 50
White Rock Wind Farm Pty Ltd | White Rock Wind Farm | NSW1 | Generator | Market | Semi-Scheduled | Wind | Wind | Renewable | Wind - Onshore | 1-70 | 2.5 | Y | WRWF1 | 175 | 172 | 50
Whitsunday Solar Farm Pty Ltd | Whitsunday Solar Farm | QLD1 | Generator | Market | Semi-Scheduled | Solar | Solar | Renewable | Photovoltaic Tracking Flat Panel | 1-23 | 2.5 | Y | WHITSF1 | 57.5 | 56 | 20
Origin Energy Electricity Limited | Whitwood Road Renewable Energy Facility | QLD1 | Generator | Market | Non-Scheduled | Renewable/ Biomass / Waste | Landfill Methane / Landfill Gas | Combustion | Compression Reciprocating Engine | 1 | 1.1 | N | WHIT1 | 1 | 1 | 0
Santos NSW (Narrabri Power) Pty Ltd | Wilga Park B | NSW1 | Generator | Market | Non-Scheduled | Fossil | Coal Seam Methane | Combustion | Spark Ignition Reciprocating Engine | 1-2 | 3 | N | WILGB01 | 6 | 6 | 0
Santos NSW (Narrabri Power) Pty Ltd | Wilga Park B | NSW1 | Generator | Market | Non-Scheduled | Fossil | Coal Seam Methane | Combustion | Spark Ignition Reciprocating Engine | 3-4 | 3 | N | WILGB01 | 6 | 6 | 0
Santos NSW (Narrabri Power) Pty Ltd | Wilga Park Power Station | NSW1 | Generator | Market | Non-Scheduled | Fossil | Coal Seam Methane | Combustion | Spark Ignition Reciprocating Engine | 1-4 | 1 | N | WILGAPK | 10 | 10 | 0
Santos NSW (Narrabri Power) Pty Ltd | Wilga Park Power Station | NSW1 | Generator | Market | Non-Scheduled | Fossil | Coal Seam Methane | Combustion | Spark Ignition Reciprocating Engine | 5 - 6 | 3 | N | WILGAPK | - | - | -
Pacific Hydro Investments Pty Ltd | William Hovell Power Station | VIC1 | Generator | Market | Non-Scheduled | Hydro | Water | Renewable | Run of River | 1 | 1.5 | N | WILLHOV1 | 1.5 | 2 | 0
Willogoleche Power Pty Ltd As The Trustee For The Willogoleche Operating Trust | Willogoleche Wind Farm | SA1 | Generator | Market | Semi-Scheduled | Wind | Wind | Renewable | Wind - Onshore | 1-24 | 3.83 | Y | WGWF1 | 91.92 | 119 | 50
Willogoleche Power Pty Ltd As The Trustee For The Willogoleche Operating Trust | Willogoleche Wind Farm | SA1 | Generator | Market | Semi-Scheduled | Wind | Wind | Renewable | Wind - Onshore | 25-32 | 3.43 | Y | WGWF1 | 27.44 | 119 | 50
Windy Hill Wind Farm Pty Ltd | Windy Hill Wind Farm | QLD1 | Generator | Market | Non-Scheduled | Wind | Wind | Renewable | Wind - Onshore | 1-20 | 0.6 | Y | WHILL1 | 12 | 12
EDL LFG (SA) Pty Ltd | Wingfield 1 Landfill Gas Power Station | SA1 | Generator | Market | Non-Scheduled | Renewable/ Biomass / Waste | Landfill Methane / Landfill Gas | Combustion | Spark Ignition Reciprocating Engine | 1-4 | 1.03 | N | WINGF1_1 | 4.12 | 5 | 0
EDL LFG (SA) Pty Ltd | Wingfield 2 Landfill Gas Power Station | SA1 | Generator | Market | Non-Scheduled | Renewable/ Biomass / Waste | Landfill Methane / Landfill Gas | Combustion | Spark Ignition Reciprocating Engine | 1-4 | 1.03 | N | WINGF2_1 | 4.12 | 5 | 0
Winton Asset Co Pty Ltd as the Trustee for Winton Asset Trust | Winton Solar Farm | VIC1 | Generator | Market | Semi-Scheduled | Solar | Solar | Renewable | Photovoltaic Tracking Flat Panel | 1-1076 | 0.0789 | Y | WINTSF1 | 107 | 85 | 17
CleanCo Queensland Limited | Wivenhoe Power Station | QLD1 | Load | Market | Scheduled | - | - | - | - | 1 | 240 | Y | PUMP1 | 240 | 245 | 120
CleanCo Queensland Limited | Wivenhoe Power Station | QLD1 | Load | Market | Scheduled | - | - | - | - | 2 | 240 | Y | PUMP2 | 240 | 245 | 120
CleanCo Queensland Limited | Wivenhoe Power Station | QLD1 | Generator | Market | Scheduled | Hydro | Water | Renewable | Pump Storage | 1 | 285 | Y | W/HOE#1 | 285 | 285 | 300
CleanCo Queensland Limited | Wivenhoe Power Station | QLD1 | Generator | Market | Scheduled | Hydro | Water | Renewable | Pump Storage | 2 | 285 | Y | W/HOE#2 | 285 | 285 | 300
Stanwell Corporation Limited | Wivenhoe Small Hydro | QLD1 | Generator | Market | Non-Scheduled | Hydro | Water | Renewable | Run of River | 1 | 4.7 | N | WIVENSH | 4.7 | 5
LMS Energy Pty Ltd | Wollert Renewable Energy Facility | VIC1 | Generator | Market | Non-Scheduled | Renewable/ Biomass / Waste | Landfill Methane / Landfill Gas | Combustion | Spark Ignition Reciprocating Engine | 1-7 | 1.1 | N | WOLLERT1 | 7 | 7 | 0
Progressive Green Pty Ltd | Wonthaggi Wind Farm | VIC1 | Generator | Market | Non-Scheduled | Wind | Wind | Renewable | Wind - Onshore | 1-6 | 2 | Y | WONWP | 12 | 12
EnergyAustralia Pty Ltd | Woodlawn Bioreactor Energy Generation Station | NSW1 | Generator | Market | Non-Scheduled | Renewable/ Biomass / Waste | Landfill Methane / Landfill Gas | Combustion | Compression Reciprocating Engine | 1-6 | 1.065 | N | WDLNGN01 | 7 | 7
EnergyAustralia Pty Ltd | Woodlawn Bioreactor Energy Generation Station | NSW1 | Generator | Market | Non-Scheduled | Renewable/ Biomass / Waste | Landfill Methane / Landfill Gas | Combustion | Compression Reciprocating Engine | 7 | 1.065 | N | WDLNGN01 | - | -
Woodlawn Wind Pty Ltd | Woodlawn Wind Farm | NSW1 | Generator | Market | Semi-Scheduled | Wind | Wind | Renewable | Wind - Onshore |  | 2.1 | N | WOODLWN1 | 48.3 | 48 | 13
Hydro-Electric Corporation | Woolnorth Studland Bay / Bluff Point Wind Farm | TAS1 | Generator | Market | Non-Scheduled | Wind | Wind | Renewable | Wind - Onshore | WBP 1-37 | 1.75 | Y | WOOLNTH1 | 140 | 140
Hydro-Electric Corporation | Woolnorth Studland Bay / Bluff Point Wind Farm | TAS1 | Generator | Market | Non-Scheduled | Wind | Wind | Renewable | Wind - Onshore | WSB 1-25 | 3 | Y | WOOLNTH1 | - | - | -
Woolooga Fund Pty Ltd as Trustee for the Woolooga Trust | Woolooga Solar Farm | QLD1 | Generator | Market | Semi-Scheduled | Solar | Solar | Renewable | Photovoltaic Tracking Flat panel | 1-89 | 1.977 | Y | WOOLGSF1 | 222.5 | 176 | 36
Hydro Power Pty Limited | Wyangala A Power Station | NSW1 | Generator | Market | Non-Scheduled | Hydro | Water | Renewable | Hydro - Gravity | 1 | 20 | N | WYANGALA | 20 | 20
Hydro Power Pty Limited | Wyangala B Power Station | NSW1 | Generator | Market | Non-Scheduled | Hydro | Water | Renewable | Hydro - Gravity | 1 | 4 | N | WYANGALB | 4 | 4
EnergyAustralia Pty Ltd | Wyndham Waste Disposal Facility | VIC1 | Generator | Market | Non-Scheduled | Renewable/ Biomass / Waste | Landfill Methane / Landfill Gas | Combustion | Compression Reciprocating Engine | 1 | 1 | N | WYNDW | 1 | 1
EnergyAustralia Yallourn Pty Ltd | Yallourn 'W' Power Station | VIC1 | Generator | Market | Scheduled | Fossil | Brown Coal | Combustion | Steam Sub-Critical | 1 | 360 | Y | YWPS1 | 360 | 395 | 79
EnergyAustralia Yallourn Pty Ltd | Yallourn 'W' Power Station | VIC1 | Generator | Market | Scheduled | Fossil | Brown Coal | Combustion | Steam Sub-Critical | 2 | 360 | Y | YWPS2 | 360 | 395 | 79
EnergyAustralia Yallourn Pty Ltd | Yallourn 'W' Power Station | VIC1 | Generator | Market | Scheduled | Fossil | Brown Coal | Combustion | Steam Sub-Critical | 3 | 380 | Y | YWPS3 | 380 | 405 | 81
EnergyAustralia Yallourn Pty Ltd | Yallourn 'W' Power Station | VIC1 | Generator | Market | Scheduled | Fossil | Brown Coal | Combustion | Steam Sub-Critical | 4 | 380 | Y | YWPS4 | 380 | 405 | 81
Pacific Hydro Yaloak South Pty Ltd | Yaloak South Wind Farm | VIC1 | Generator | Market | Non-Scheduled | Wind | Wind | Renewable | Wind - Onshore | 1-14 | 2.05 | Y | YSWF1 | 28.7 | 28 | 172
Energy Pacific (Vic) Pty Ltd | Yambuk Wind Farm | VIC1 | Generator | Market | Non-Scheduled | Wind | Wind | Renewable | Wind - Onshore | 1-20 | 1.5 | N | YAMBUKWF | 30 | 30
Yarranlea Solar Pty Ltd | Yarranlea Solar Farm | QLD1 | Generator | Market | Semi-Scheduled | Solar | Solar | Renewable | Photovoltaic Tracking Flat panel | 1-44 | 2.34 | Y | YARANSF1 | 121 | 103 | 20
AGL Hydro Partnership | Yarrawonga Hydro Power Station | VIC1 | Generator | Market | Non-Scheduled | Hydro | Water | Renewable | Hydro - Gravity | 1-2 | 4.725 | N | YWNGAHYD | 9 | 9 | 0
RTA Yarwun Pty Ltd | Yarwun Power Station | QLD1 | Generator | Market | Non-Scheduled | Fossil | Natural Gas | Combustion | Combined Cycle Gas Turbine (CCGT) | 1 | 154 | Y | YARWUN_1 | 154 | 180 | 36
Yatpool Sun Farm Pty Ltd | Yatpool Solar Farm | VIC1 | Generator | Market | Semi-Scheduled | Solar | Solar | Renewable | Photovoltaic Tracking Flat panel | 1-36 | 2.25 | Y | YATSF1 | 94 | 81 | 16
Alinta Energy Retail Sales Pty Ltd | Yawong Wind Farm | VIC1 | Generator | Market | Non-Scheduled | Wind | Wind | Renewable | Wind - Onshore | 1-2 | 3.6 | Y | YAWWF1 | 7.2 | 7.2 | 0
Lal Lal Wind Farms Nom Co Pty Ltd | Yendon Wind Farm | VIC1 | Generator | Market | Semi-Scheduled | Wind | Wind | Renewable | Wind - Onshore | 1-38 | 3.763 | Y | YENDWF1 | 144.4 | 142 | 28

## Exemption - small generation
COMPANY | ABN | GENERATING SYSTEM | BASIS OF APPLICATION FOR EXEMPTION FROM REGISTRATION
Department of Parliamentary Services | 52 997 141 147 | Australian Parliament House, Units 1-3 | Small generating systems - nameplate ratings exceeds 5 MW, but is less than 30 MW; and exports less than 20 GWh in any 12-month period.
Iberdrola Australia Energy Markets Pty Limited | 47 128 696 097 | Avonlie Solar Farm (Units 1 – 70) | Exemption - < 5 MW for pre-commissioning under clause 2.2.1(c), on the basis that less than 5 MW of generation will be connected to the network at all times while the exemption is in effect. This will expire no later than 10 March 2023
Flagstaff Enterprises Pty Ltd | 59 625 801 112 | Baroota Solar Farm | Small generating system - nameplate rating exceeds 5 MW, but is less than 30 MW; and exports less than 20 GWh in any 12-month period.
Glencore Coal (NSW) Pty Ltd | 18 097 523 058 | Beltana - CSG Power Station Units 1 - 3 | Small generating system - nameplate rating exceeds 5 MW, but is less than 30 MW; and exports less than 20 GWh in any 12-month period.
Benedict Recycling Pty Ltd | 71 123 156 507 | Benedict Recycling Waste to Energy Plant Unit 1 | Small generating system - nameplate rating exceeds 5 MW, but is less than 30 MW; and exports less than 20 GWh in any 12-month period.
Berrybank 2 Asset Pty Ltd as trustee for Berrybank 2 Asset Trust | 66 420 407 293 | Berrybank 2 Wind Farm, Units 1-26 | Exemption - < 5 MW for Commissioning under clause 2.2.1(c), on the basis that less than 5 MW of generation will be connected to the network at all times while the exemption is in effect. This will expire no later than 2 November 2022.
Bundaberg Sugar Limited | 24 077 102 526 | Bingera Sugar Mill | Small generating system - nameplate rating exceeds 5 MW, but is less than 30 MW; and exports less than 20 GWh in any 12-month period.
Blayney and Crookwell Windfarm Pty Ltd | 88 612 416 029 | Blayney Wind Farm Units 1 - 15 | Small generating system - nameplate rating exceeds 5MW, but is less than 30MW and exports less than 20 GWh in any 12 - month period
Perilya Broken Hill Ltd | 46 099 761 289 | Broken Hill Mine Gas Turbine Unit 1 | Small generating system - nameplate rating exceeds 5 MW, but is less than 30 MW; and exports less than 20 GWh in any 12-month period.
Yurika Pty Ltd | 100 214 131 | Bromelton Generating System Unit 1 - 15 | Small generating system - nameplate rating exceeds 5 MW, but is less than 30 MW; and exports less than 20 GWh in any 12-month period.
Cairns and Hinterland Hospital and Health Service | 25 285 907 786 | Cairns Hospital, Diesel Units 1-3 | Small generating system - nameplate rating exceeds 5 MW, but is less than 30 MW; and exports less than 20 GWh in any 12-month period.
Goodman Property Services (Aust) Pty Limited | 40 088 981 793 | Coles Facility, Units 1-4 | Small generating system - nameplate rating exceeds 5 MW, but is less than 30 MW; and exports less than 20 GWh in any 12-month period.
Como Glasshouse No2 Pty Ltd | 47 604 272 942 | Como Glasshouse No 2 | Small generating system - nameplate rating exceeds 5 MW, but is less than 30 MW; and exports less than 20 GWh in any 12-month period.
EP Sunspot 4 Pty Ltd | 88 657 865 248 | Condobolin Solar Farm. The generating system is made up of 2 solar units with: Total nameplate rating: 5.86MW and Total maximum capacity: 4.99MW. | Small generating system - nameplate rating exceeds 5 MW, but is less than 30 MW; and exports less than 20 GWh in any 12-month period.
Dunblane Solar Pty Ltd | 36 619 008 418 | Dunblane Solar Farm Unit 1-4 | Small generating system - nameplate rating exceeds 5 MW, but is less than 30 MW; and exports less than 20 GWh in any 12-month period.
EarthPower Technologies Sydney Pty Ltd | 71 085 528 427 | EarthPower Biomass Plant Units 1-3 | Small generating system - a combined nameplate rating of less than 5 MW
Energy Solutions Pty Ltd | 32 610 914 059 | Eastern Treatment Plant Solar Farm (Solar Units 1 – 8) | Small generating system - nameplate rating exceeds 5 MW, but is less than 30 MW; and exports less than 20 GWh in any 12-month period.
Melbourne Water Corporation | 81 945 386 953 | Eastern Treatment Plant Units 1-7 and Solar Units 1-8 | Small generating systems - nameplate ratings exceeds 5 MW, but is less than 30 MW; and exports less than 20 GWh in any 12-month period.
Tasmanian Electro Metallurgical Company Pty Ltd | 23 004 456 035 | Energy Recover Unit, Temco Road | Small generating system - nameplate rating exceeds 5 MW, but is less than 30 MW; and exports less than 20 GWh in any 12-month period.
Mackay Sugar Limited | 12 057 463 671 | Farleigh Mill Unit 1- 4 | Small generating system - nameplate rating exceeds 5 MW, but is less than 30 MW; and exports less than 20 GWh in any 12-month period.
Photon Energy Engineering Australia Pty Ltd | 71 159 386 295 | Fivebough Solar Farm 1 | Small generating system - a nameplate rating of less than 5 MW
Photon Energy Engineering Australia Pty Ltd | 71 159 386 295 | Fivebough Solar Farm 2 | Small generating system - a nameplate rating of less than 5 MW
Gold Coast Airport Pty Limited | 91 077 200 821 | Gold Coast Airport | Small generating system - nameplate rating exceeds 5 MW, but is less than 30 MW; and exports less than 20 GWh in any 12-month period.
CPE Mascot Pty Ltd | 22 100 209 354 | GridX Qantas Trigeneration Plant | Small generating system - nameplate rating exceeds 5 MW, but is less than 30 MW; and exports less than 20 GWh in any 12-month period.; and sent out generation is purchased in its entirety by the local retailer or by a customer at the same connection point
Department of Defence | 68 706 814 312 | HMAS Harman - Building 195, Stage 2 | Small generating systems - nameplate ratings exceeds 5 MW, but is less than 30 MW; and exports less than 20 GWh in any 12-month period.
Wilmar Sugar Australia Limited | 47 098 999 985 | Inkerman Mill Units 1-2 | Small generating system - nameplate rating exceeds 5 MW, but is less than 30 MW; and exports less than 20 GWh in any 12-month period.
Wilmar Sugar Australia Limited | 47 098 999 985 | Kalamia Mill Unit 1 | Small generating system - nameplate rating exceeds 5 MW, but is less than 30 MW; and exports less than 20 GWh in any 12-month period.
Kimberly-Clark Australia Limited | 65 000 032 333 | KCA Millicent Mill Co-generation Facility Unit 1 | Small generating system - nameplate rating exceeds 5 MW, but is less than 30 MW; and exports less than 20 GWh in any 12-month period.
Lakeland Solar & Storage Pty Limited | 86 606 530 198 | Lakeland Solar & Storage Units 1-12 | Small generating system - nameplate rating exceeds 5 MW, but is less than 30 MW; and exports less than 20 GWh in any 12-month period.
EDL Group Operations Pty Ltd | 39 055 555 416 | Lucas Heights 1 Landfill Gas Power Station Units 1-5 | Small generating system - nameplate rating exceeds 5 MW, but is less than 30 MW; and exports less than 20 GWh in any 12-month period.
Enel X Australia Pty Limited | 49 104 710 278 | M1 - Melbourne, Unit 1 | The combined nameplate rating of generating units or generating systems that are connected to the proposed embedded network that is connected to the distribution system (CitiPower) is greater than 5MW but less than 30MW. The combined export of the generating units or generating systems at the parent connection point is expected to be zero MWh.
NEXTDC Limited | 35 143 582 521 | M1 - Melbourne, Unit 1 | The combined nameplate rating of generating units or generating systems that are connected to the proposed embedded network that is connected to the distribution system (CitiPower) is greater than 5MW but less than 30MW. The combined export of the generating units or generating systems at the parent connection point is expected to be zero MWh.
Enel X Australia Pty Limited | 49 104 710 278 | M1 - Melbourne, Unit 10 | The combined nameplate rating of generating units or generating systems that are connected to the proposed embedded network that is connected to the distribution system (CitiPower) is greater than 5MW but less than 30MW. The combined export of the generating units or generating systems at the parent connection point is expected to be zero MWh.
NEXTDC Limited | 35 143 582 521 | M1 - Melbourne, Unit 10 | The combined nameplate rating of generating units or generating systems that are connected to the proposed embedded network that is connected to the distribution system (CitiPower) is greater than 5MW but less than 30MW. The combined export of the generating units or generating systems at the parent connection point is expected to be zero MWh.
Enel X Australia Pty Limited | 49 104 710 278 | M1 - Melbourne, Unit 12 | The combined nameplate rating of generating units or generating systems that are connected to the proposed embedded network that is connected to the distribution system (CitiPower) is greater than 5MW but less than 30MW. The combined export of the generating units or generating systems at the parent connection point is expected to be zero MWh.
NEXTDC Limited | 35 143 582 521 | M1 - Melbourne, Unit 12 | The combined nameplate rating of generating units or generating systems that are connected to the proposed embedded network that is connected to the distribution system (CitiPower) is greater than 5MW but less than 30MW. The combined export of the generating units or generating systems at the parent connection point is expected to be zero MWh.
Enel X Australia Pty Limited | 49 104 710 278 | M1 - Melbourne, Unit 13 | The combined nameplate rating of generating units or generating systems that are connected to the proposed embedded network that is connected to the distribution system (CitiPower) is greater than 5MW but less than 30MW. The combined export of the generating units or generating systems at the parent connection point is expected to be zero MWh.
NEXTDC Limited | 35 143 582 521 | M1 - Melbourne, Unit 13 | The combined nameplate rating of generating units or generating systems that are connected to the proposed embedded network that is connected to the distribution system (CitiPower) is greater than 5MW but less than 30MW. The combined export of the generating units or generating systems at the parent connection point is expected to be zero MWh.
Enel X Australia Pty Limited | 49 104 710 278 | M1 - Melbourne, Unit 14 | The combined nameplate rating of generating units or generating systems that are connected to the proposed embedded network that is connected to the distribution system (CitiPower) is greater than 5MW but less than 30MW. The combined export of the generating units or generating systems at the parent connection point is expected to be zero MWh.
NEXTDC Limited | 35 143 582 521 | M1 - Melbourne, Unit 14 | The combined nameplate rating of generating units or generating systems that are connected to the proposed embedded network that is connected to the distribution system (CitiPower) is greater than 5MW but less than 30MW. The combined export of the generating units or generating systems at the parent connection point is expected to be zero MWh.
Enel X Australia Pty Limited | 49 104 710 278 | M1 - Melbourne, Unit 16 | The combined nameplate rating of generating units or generating systems that are connected to the proposed embedded network that is connected to the distribution system (CitiPower) is greater than 5MW but less than 30MW. The combined export of the generating units or generating systems at the parent connection point is expected to be zero MWh.
NEXTDC Limited | 35 143 582 521 | M1 - Melbourne, Unit 16 | The combined nameplate rating of generating units or generating systems that are connected to the proposed embedded network that is connected to the distribution system (CitiPower) is greater than 5MW but less than 30MW. The combined export of the generating units or generating systems at the parent connection point is expected to be zero MWh.
Enel X Australia Pty Limited | 49 104 710 278 | M1 - Melbourne, Unit 2 | The combined nameplate rating of generating units or generating systems that are connected to the proposed embedded network that is connected to the distribution system (CitiPower) is greater than 5MW but less than 30MW. The combined export of the generating units or generating systems at the parent connection point is expected to be zero MWh.
NEXTDC Limited | 35 143 582 521 | M1 - Melbourne, Unit 2 | The combined nameplate rating of generating units or generating systems that are connected to the proposed embedded network that is connected to the distribution system (CitiPower) is greater than 5MW but less than 30MW. The combined export of the generating units or generating systems at the parent connection point is expected to be zero MWh.
Enel X Australia Pty Limited | 49 104 710 278 | M1 - Melbourne, Unit 3 | The combined nameplate rating of generating units or generating systems that are connected to the proposed embedded network that is connected to the distribution system (CitiPower) is greater than 5MW but less than 30MW. The combined export of the generating units or generating systems at the parent connection point is expected to be zero MWh.
NEXTDC Limited | 35 143 582 521 | M1 - Melbourne, Unit 3 | The combined nameplate rating of generating units or generating systems that are connected to the proposed embedded network that is connected to the distribution system (CitiPower) is greater than 5MW but less than 30MW. The combined export of the generating units or generating systems at the parent connection point is expected to be zero MWh.
Enel X Australia Pty Limited | 49 104 710 278 | M1 - Melbourne, Unit 4 | The combined nameplate rating of generating units or generating systems that are connected to the proposed embedded network that is connected to the distribution system (CitiPower) is greater than 5MW but less than 30MW. The combined export of the generating units or generating systems at the parent connection point is expected to be zero MWh.
NEXTDC Limited | 35 143 582 521 | M1 - Melbourne, Unit 4 | The combined nameplate rating of generating units or generating systems that are connected to the proposed embedded network that is connected to the distribution system (CitiPower) is greater than 5MW but less than 30MW. The combined export of the generating units or generating systems at the parent connection point is expected to be zero MWh.
Enel X Australia Pty Limited | 49 104 710 278 | M1 - Melbourne, Unit 5 | The combined nameplate rating of generating units or generating systems that are connected to the proposed embedded network that is connected to the distribution system (CitiPower) is greater than 5MW but less than 30MW. The combined export of the generating units or generating systems at the parent connection point is expected to be zero MWh.
NEXTDC Limited | 35 143 582 521 | M1 - Melbourne, Unit 5 | The combined nameplate rating of generating units or generating systems that are connected to the proposed embedded network that is connected to the distribution system (CitiPower) is greater than 5MW but less than 30MW. The combined export of the generating units or generating systems at the parent connection point is expected to be zero MWh.
Enel X Australia Pty Limited | 49 104 710 278 | M1 - Melbourne, Unit 6 | The combined nameplate rating of generating units or generating systems that are connected to the proposed embedded network that is connected to the distribution system (CitiPower) is greater than 5MW but less than 30MW. The combined export of the generating units or generating systems at the parent connection point is expected to be zero MWh.
NEXTDC Limited | 35 143 582 521 | M1 - Melbourne, Unit 6 | The combined nameplate rating of generating units or generating systems that are connected to the proposed embedded network that is connected to the distribution system (CitiPower) is greater than 5MW but less than 30MW. The combined export of the generating units or generating systems at the parent connection point is expected to be zero MWh.
Enel X Australia Pty Limited | 49 104 710 278 | M1 - Melbourne, Unit 8 | The combined nameplate rating of generating units or generating systems that are connected to the proposed embedded network that is connected to the distribution system (CitiPower) is greater than 5MW but less than 30MW. The combined export of the generating units or generating systems at the parent connection point is expected to be zero MWh.
NEXTDC Limited | 35 143 582 521 | M1 - Melbourne, Unit 8 | The combined nameplate rating of generating units or generating systems that are connected to the proposed embedded network that is connected to the distribution system (CitiPower) is greater than 5MW but less than 30MW. The combined export of the generating units or generating systems at the parent connection point is expected to be zero MWh.
Enel X Australia Pty Limited | 49 104 710 278 | M1 - Melbourne, Unit 9 | The combined nameplate rating of generating units or generating systems that are connected to the proposed embedded network that is connected to the distribution system (CitiPower) is greater than 5MW but less than 30MW. The combined export of the generating units or generating systems at the parent connection point is expected to be zero MWh.
NEXTDC Limited | 35 143 582 521 | M1 - Melbourne, Unit 9 | The combined nameplate rating of generating units or generating systems that are connected to the proposed embedded network that is connected to the distribution system (CitiPower) is greater than 5MW but less than 30MW. The combined export of the generating units or generating systems at the parent connection point is expected to be zero MWh.
Wilmar Sugar Australia Limited | 47 098 999 985 | Macknade Mill Units 1-2 | Small generating system - nameplate rating exceeds 5 MW, but is less than 30 MW; and exports less than 20 GWh in any 12-month period.
EDL Holdings (Australia) Pty Ltd | 67 058 224 481 | Mandalong Waste Coal Mine Gas Power Station, Units 1-4 | Small generating system - nameplate rating exceeds 5 MW, but is less than 30 MW; and exports less than 20 GWh in any 12-month period.
Mackay Sugar Limited | 12 057 463 671 | Marian Mill Units 1-3 | Small generating system - nameplate rating exceeds 5 MW, but is less than 30 MW; and exports less than 20 GWh in any 12-month period.
MSF Sugar Pty Ltd | 11 009 658 708 | Maryborough Sugar Factory | Small generating system - nameplate rating exceeds 5 MW, but is less than 30 MW; and exports less than 20 GWh in any 12-month period.
Digital Australia Investment Management Pty Limited | 27 150 294 134 | MEL11 Radnor Drive, Deer Park - Data Hall 1 Gen 1 | The combined nameplate rating of generating units or generating systems that are connected to the proposed embedded network that is connected to the distribution system (Powercor) is greater than 5MW but less than 30MW. The combined export of the generating units or generating systems at the parent connection point is expected to be zero MWh and are never synchronized to the distribution network (Powercor).
Enel X Australia Pty Limited | 49 104 710 278 | MEL11 Radnor Drive, Deer Park - Data Hall 1 Gen 1 | The combined nameplate rating of generating units or generating systems that are connected to the proposed embedded network that is connected to the distribution system (Powercor) is greater than 5MW but less than 30MW. The combined export of the generating units or generating systems at the parent connection point is expected to be zero MWh and are never synchronized to the distribution network (Powercor).
Digital Australia Investment Management Pty Limited | 27 150 294 134 | MEL11 Radnor Drive, Deer Park - Data Hall 1 Gen 2 | The combined nameplate rating of generating units or generating systems that are connected to the proposed embedded network that is connected to the distribution system (Powercor) is greater than 5MW but less than 30MW. The combined export of the generating units or generating systems at the parent connection point is expected to be zero MWh and are never synchronized to the distribution network (Powercor).
Enel X Australia Pty Limited | 49 104 710 278 | MEL11 Radnor Drive, Deer Park - Data Hall 1 Gen 2 | The combined nameplate rating of generating units or generating systems that are connected to the proposed embedded network that is connected to the distribution system (Powercor) is greater than 5MW but less than 30MW. The combined export of the generating units or generating systems at the parent connection point is expected to be zero MWh and are never synchronized to the distribution network (Powercor).
Digital Australia Investment Management Pty Limited | 27 150 294 134 | MEL11 Radnor Drive, Deer Park - Data Hall 2 Gen 1 | The combined nameplate rating of generating units or generating systems that are connected to the proposed embedded network that is connected to the distribution system (Powercor) is greater than 5MW but less than 30MW. The combined export of the generating units or generating systems at the parent connection point is expected to be zero MWh and are never synchronized to the distribution network (Powercor).
Enel X Australia Pty Limited | 49 104 710 278 | MEL11 Radnor Drive, Deer Park - Data Hall 2 Gen 1 | The combined nameplate rating of generating units or generating systems that are connected to the proposed embedded network that is connected to the distribution system (Powercor) is greater than 5MW but less than 30MW. The combined export of the generating units or generating systems at the parent connection point is expected to be zero MWh and are never synchronized to the distribution network (Powercor).
Digital Australia Investment Management Pty Limited | 27 150 294 134 | MEL11 Radnor Drive, Deer Park - Data Hall 2 Gen 2 | The combined nameplate rating of generating units or generating systems that are connected to the proposed embedded network that is connected to the distribution system (Powercor) is greater than 5MW but less than 30MW. The combined export of the generating units or generating systems at the parent connection point is expected to be zero MWh and are never synchronized to the distribution network (Powercor).
Enel X Australia Pty Limited | 49 104 710 278 | MEL11 Radnor Drive, Deer Park - Data Hall 2 Gen 2 | The combined nameplate rating of generating units or generating systems that are connected to the proposed embedded network that is connected to the distribution system (Powercor) is greater than 5MW but less than 30MW. The combined export of the generating units or generating systems at the parent connection point is expected to be zero MWh and are never synchronized to the distribution network (Powercor).
Australia Pacific Airports (Melbourne) Pty Limited | 62 076 999 114 | Melbourne Airport Level 2, Terminal 4 | Small generating system - nameplate rating exceeds 5 MW, but is less than 30 MW; and exports less than 20 GWh in any 12-month period.
Energy Solutions Pty Ltd | 32 610 914 059 | Melbourne Airport Level 2, Terminal 4 | Small generating system - nameplate rating exceeds 5 MW, but is less than 30 MW; and exports less than 20 GWh in any 12-month period.
Australia Pacific Airports (Melbourne) Pty Limited | 62 076 999 114 | Melbourne Airport Tri-gen, units 1-4 | Small generating system - nameplate rating exceeds 5 MW, but is less than 30 MW; and exports less than 20 GWh in any 12-month period.
Woolworths Group Limited | 80 000 014 675 | Melbourne South Regional Distribution Center, 1MW Solar and 4.8MW Uninterruptible Power Supply batteries | Small generating system - nameplate rating exceeds 5 MW, but is less than 30 MW; and exports less than 20 GWh in any 12-month period.
Bundaberg Sugar Limited | 24 077 102 526 | Millaquin Sugar Mill Units 2 - 4 | Small generating system - nameplate rating exceeds 5 MW, but is less than 30 MW; and exports less than 20 GWh in any 12-month period.
Monash Health | 82 142 080 338 | Monash Medical Centre, Monash Children’s Hospital Units MMC GEN1, MMC GEN2, MMC GEN3, MCH GEN1, MCH GEN2, MCH GEN3, & MHTP GEN | Small generating system - nameplate rating exceeds 5 MW, but is less than 30 MW; and exports less than 20 GWh in any 12-month period.
Far Northern Milling Pty Ltd | 55 627 502 158 | Mossman Central Mill Power Station | Small generating system - nameplate rating exceeds 5 MW, but is less than 30 MW; and exports less than 20 GWh in any 12-month period.
NESF Pty Ltd as Trustee of the New England Solar Project Trust | 45 494 489 821 | New England Solar Farm | Exemption - < 5 MW for Commissioning under clause 2.2.1(c), on the basis that less than 5 MW of generation will be connected to the network at all times while the exemption is in effect. This will expire no later than 21st December 2022.
Newcastle City Council | 25 242 068 129 | Newcastle Council Summerhill Solar Farm | Small generating systems - nameplate ratings exceeds 5 MW, but is less than 30 MW; and exports less than 20 GWh in any 12-month period.
NEXTDC Limited | 35 143 582 521 | NEXTDC B1 Units A, B & C | Small generating system - nameplate rating less than 5 MW; and exports less than 20 GWh in any 12-month period.
NEXTDC Limited | 35 143 582 521 | NEXTDC B2 Datacentre - Backup Generators, Units 1-6 | Small generating system - nameplate rating exceeds 5 MW, but is less than 30 MW; and exports less than 20 GWh in any 12-month period.
NEXTDC Limited | 35 143 582 521 | NEXTDC M2, Units 1-10 | Small generating system - nameplate rating exceeds 5 MW, but is less than 30 MW; and exports less than 20 GWh in any 12-month period.
NEXTDC Limited | 35 143 582 521 | NextDC M3 | Small generating systems - nameplate ratings exceeds 5 MW, but is less than 30 MW; and exports less than 20 GWh in any 12-month period.
NEXTDC Limited | 35 143 582 521 | NextDC M3 | Facility other than battery system with nameplate over 30MW, unscheduled reserve.
Borg Manufacturing Pty Limited | 31 003 246 357 | Oberon Panels | Small generating system - nameplate rating exceeds 5 MW, but is less than 30 MW; and exports less than 20 GWh in any 12-month period.
Group Energy Pty Ltd | 21 649 890 460 | Oberon Panels | Small generating system - nameplate rating exceeds 5 MW, but is less than 30 MW; and exports less than 20 GWh in any 12-month period.
BHP Olympic Dam Corporation Pty Ltd | 99 007 835 761 | Olympic Dam Underground Mine and Mineral Processing Plant (‘Olympic Dam’) | Small generating system - nameplate rating exceeds 5 MW, but is less than 30 MW and exports less than 20 GWh in any 12 month period.
OZ Mineral Prominent Hill Operations Pty Ltd | 63 091 546 691 | Oxiana Prominent Hill Standby Power Station Units 1 - 5 | Small generating system - nameplate rating exceeds 5 MW, but is less than 30 MW; and exports less than 20 GWh in any 12-month period.
EP Sunspot 1 Pty Limited | 43 637 162 175 | Peak Hill Solar Farm | Small generating system - nameplate rating exceeds 5 MW, but is less than 30 MW; and exports less than 20 GWh in any 12-month period.
Mondo Power Pty Ltd | 73 097 962 395 | Phillip Island BESS Units 1 - 5 | Exemption - < 5 MW for pre-commissioning under clause 2.2.1(c), on the basis that less than 5 MW of generation will be connected to the network at all times while the exemption is in effect. This will expire no later than 21 April 2023
Pirie Solar Farm Pty Ltd | 77 624 758 425 | Pirie Solar Farm Units 1-2 | Small generating system - nameplate rating exceeds 5 MW, but is less than 30 MW; and exports less than 20 GWh in any 12-month period.
Wilmar Sugar Australia Limited | 47 098 999 985 | Plane Creek Mill Units 1-2 | Small generating system - nameplate rating exceeds 5 MW, but is less than 30 MW; and exports less than 20 GWh in any 12-month period.
BlueScope Steel (AIS) Pty Ltd | 19 000 019 625 | Port Kembla Steel Works No.22 TA, No.21 TA, No.27 TAC and No.5TRT | Small generating system - nameplate rating exceeds 5 MW, but is less than 30 MW; and exports less than 20 GWh in any 12-month period.
Wilmar Sugar (Prosperine) Pty Ltd | 49 098 999 994 | Proserpine Sugar Mill Units 1-3 | Small generating system - nameplate rating exceeds 5 MW, but is less than 30 MW; and exports less than 20 GWh in any 12-month period.
Qenos Pty Ltd | 62 054 196 771 | Qenos Altona Co-Generation Facility Unit 1 | Small generating system - nameplate rating exceeds 5 MW, but is less than 30 MW; and exports less than 20 GWh in any 12-month period.; and sent out generation is purchased in its entirety by the local retailer or by a customer at the same connection point
The Trustee for Sustainable Energy Infrastructure Trust | 50 746 683 694 | Qenos Altona Co-Generation Facility Unit 1 | Small generating system - nameplate rating exceeds 5 MW, but is less than 30 MW; and exports less than 20 GWh in any 12-month period.
Dept of Health QLD(T/A Lady Cilento Children's Hospital) | 66 329 169 412 | Queensland Children's Hospital Energy Plant Units 1-6 | Small generating system - nameplate rating exceeds 5 MW, but is less thatn 30 MW and exports less than 20 GWh in any 12 month period.
Children's Health Queensland Hospital and Health Service | 62 254 746 464 | Queensland Children's Hospital Energy Plant, Units 1-4 | Small generating system - a nameplate rating of less than 5 MW
RayGen Resources Pty Ltd | 53 142 807 485 | RayGen Power Plant Carwarp. The generating system is made up of 2 x 2.2MW Solar inverters and 1 x 2.799MW Synchronous generator with total nameplate rating: 7.199MW and total maximum capacity: 3.0MW | Small generating system - nameplate rating exceeds 5 MW, but is less than 30 MW; and exports less than 20 GWh in any 12-month period.
Department of Defence | 68 706 814 312 | Russell Offices, Building R5 & R6 | Small generating system - nameplate rating exceeds 5 MW, but is less than 30 MW; and exports less than 20 GWh in any 12-month period.
Robinvale Project Pty Ltd (ACN 624249234) as trustee for The Robinvale Project Unit Trust | 47 410 937 028 | Robinvale Solar Farm - Units 1-178 | Small generating system - nameplate rating exceeds 5 MW, but is less than 30 MW; and exports less than 20 GWh in any 12-month period.
Enel X Australia Pty Limited | 49 104 710 278 | S1 Eden Park Drive, Macquarie Park - Unit 1 | Less than 5 MW generating systems connected to an embedded network with a combined nameplate between 5-30MW
NEXTDC Limited | 35 143 582 521 | S1 Eden Park Drive, Macquarie Park - Unit 1 | Less than 5 MW generating systems connected to an embedded network with a combined nameplate between 5-30MW
Enel X Australia Pty Limited | 49 104 710 278 | S1 Eden Park Drive, Macquarie Park - Unit 10 | Less than 5 MW generating systems connected to an embedded network with a combined nameplate between 5-30MW
NEXTDC Limited | 35 143 582 521 | S1 Eden Park Drive, Macquarie Park - Unit 10 | Less than 5 MW generating systems connected to an embedded network with a combined nameplate between 5-30MW
Enel X Australia Pty Limited | 49 104 710 278 | S1 Eden Park Drive, Macquarie Park - Unit 11 | Less than 5 MW generating systems connected to an embedded network with a combined nameplate between 5-30MW
NEXTDC Limited | 35 143 582 521 | S1 Eden Park Drive, Macquarie Park - Unit 11 | Less than 5 MW generating systems connected to an embedded network with a combined nameplate between 5-30MW
Enel X Australia Pty Limited | 49 104 710 278 | S1 Eden Park Drive, Macquarie Park - Unit 12 | Less than 5 MW generating systems connected to an embedded network with a combined nameplate between 5-30MW
NEXTDC Limited | 35 143 582 521 | S1 Eden Park Drive, Macquarie Park - Unit 12 | Less than 5 MW generating systems connected to an embedded network with a combined nameplate between 5-30MW
Enel X Australia Pty Limited | 49 104 710 278 | S1 Eden Park Drive, Macquarie Park - Unit 13 | Less than 5 MW generating systems connected to an embedded network with a combined nameplate between 5-30MW
NEXTDC Limited | 35 143 582 521 | S1 Eden Park Drive, Macquarie Park - Unit 13 | Less than 5 MW generating systems connected to an embedded network with a combined nameplate between 5-30MW
Enel X Australia Pty Limited | 49 104 710 278 | S1 Eden Park Drive, Macquarie Park - Unit 14 | Less than 5 MW generating systems connected to an embedded network with a combined nameplate between 5-30MW
NEXTDC Limited | 35 143 582 521 | S1 Eden Park Drive, Macquarie Park - Unit 14 | Less than 5 MW generating systems connected to an embedded network with a combined nameplate between 5-30MW
Enel X Australia Pty Limited | 49 104 710 278 | S1 Eden Park Drive, Macquarie Park - Unit 15 | Less than 5 MW generating systems connected to an embedded network with a combined nameplate between 5-30MW
NEXTDC Limited | 35 143 582 521 | S1 Eden Park Drive, Macquarie Park - Unit 15 | Less than 5 MW generating systems connected to an embedded network with a combined nameplate between 5-30MW
Enel X Australia Pty Limited | 49 104 710 278 | S1 Eden Park Drive, Macquarie Park - Unit 2 | Less than 5 MW generating systems connected to an embedded network with a combined nameplate between 5-30MW
NEXTDC Limited | 35 143 582 521 | S1 Eden Park Drive, Macquarie Park - Unit 2 | Less than 5 MW generating systems connected to an embedded network with a combined nameplate between 5-30MW
Enel X Australia Pty Limited | 49 104 710 278 | S1 Eden Park Drive, Macquarie Park - Unit 3 | Less than 5 MW generating systems connected to an embedded network with a combined nameplate between 5-30MW
NEXTDC Limited | 35 143 582 521 | S1 Eden Park Drive, Macquarie Park - Unit 3 | Less than 5 MW generating systems connected to an embedded network with a combined nameplate between 5-30MW
Enel X Australia Pty Limited | 49 104 710 278 | S1 Eden Park Drive, Macquarie Park - Unit 4 | Less than 5 MW generating systems connected to an embedded network with a combined nameplate between 5-30MW
NEXTDC Limited | 35 143 582 521 | S1 Eden Park Drive, Macquarie Park - Unit 4 | Less than 5 MW generating systems connected to an embedded network with a combined nameplate between 5-30MW
Enel X Australia Pty Limited | 49 104 710 278 | S1 Eden Park Drive, Macquarie Park - Unit 5 | Less than 5 MW generating systems connected to an embedded network with a combined nameplate between 5-30MW
NEXTDC Limited | 35 143 582 521 | S1 Eden Park Drive, Macquarie Park - Unit 5 | Less than 5 MW generating systems connected to an embedded network with a combined nameplate between 5-30MW
Enel X Australia Pty Limited | 49 104 710 278 | S1 Eden Park Drive, Macquarie Park - Unit 6 | Less than 5 MW generating systems connected to an embedded network with a combined nameplate between 5-30MW
NEXTDC Limited | 35 143 582 521 | S1 Eden Park Drive, Macquarie Park - Unit 6 | Less than 5 MW generating systems connected to an embedded network with a combined nameplate between 5-30MW
Enel X Australia Pty Limited | 49 104 710 278 | S1 Eden Park Drive, Macquarie Park - Unit 7 | Less than 5 MW generating systems connected to an embedded network with a combined nameplate between 5-30MW
NEXTDC Limited | 35 143 582 521 | S1 Eden Park Drive, Macquarie Park - Unit 7 | Less than 5 MW generating systems connected to an embedded network with a combined nameplate between 5-30MW
Simplot Australia Pty Ltd | 98 070 579 609 | Simplot Ulverstone Cogeneration Faciity | Small generating system - nameplate rating exceeds 5 MW, but is less than 30 MW; and exports less than 20 GWh in any 12-month period.
TrustPower Australia Holdings Pty Ltd | 15 101 038 331 | Snowtown Wind Farm’s S95 Prototype Turbine | S95 Prototype Turbine is a small generating system
MSF Sugar Pty Ltd | 11 009 658 708 | South Johnstone Sugar Mill Units 1-3 | Small generating system - nameplate rating exceeds 5 MW, but is less than 30 MW; and exports less than 20 GWh in any 12-month period.
St Vincent's Hospital (Melbourne) Limited | 22 052 110 755 | St Vincent's Hospital Unit 1 | Small generating system - nameplate rating exceeds 5 MW, but is less than 30 MW; and exports less than 20 GWh in any 12-month period.
Spotless Services Pty Ltd | 83 072 293 880 | Sunshine Coast University Public Hospital | Small generating system - nameplate rating exceeds 5 MW, but is less than 30 MW; and exports less than 20 GWh in any 12-month period.
Solar PowerStations Victoria Pty Ltd | 93 600 588 949 | Swan Hill Solar Farm 1 Unit 1 | Small generating system - nameplate rating exceeds 5 MW, but is less than 30 MW; and exports less than 20 GWh in any 12-month period.
Solar PowerStations Victoria Pty Ltd | 93 600 588 949 | Swan Hill Solar Farm 2 Unit 1 | Small generating system - nameplate rating exceeds 5 MW, but is less than 30 MW; and exports less than 20 GWh in any 12-month period.
Digital Australia Investment Management Pty Limited | 27 150 294 134 | SYD10 Templar Road, Erskine Park - Data Hall 1 Gen 1 | Less than 5 MW generating systems connected to an embedded network with a combined nameplate between 5-30MW
Enel X Australia Pty Limited | 49 104 710 278 | SYD10 Templar Road, Erskine Park - Data Hall 1 Gen 1 | Less than 5 MW generating systems connected to an embedded network with a combined nameplate between 5-30MW
Digital Australia Investment Management Pty Limited | 27 150 294 134 | SYD10 Templar Road, Erskine Park - Data Hall 1 Gen 2 | Less than 5 MW generating systems connected to an embedded network with a combined nameplate between 5-30MW
Enel X Australia Pty Limited | 49 104 710 278 | SYD10 Templar Road, Erskine Park - Data Hall 1 Gen 2 | Less than 5 MW generating systems connected to an embedded network with a combined nameplate between 5-30MW
Digital Australia Investment Management Pty Limited | 27 150 294 134 | SYD10 Templar Road, Erskine Park - Data Hall 2 Gen 1 | Less than 5 MW generating systems connected to an embedded network with a combined nameplate between 5-30MW
Enel X Australia Pty Limited | 49 104 710 278 | SYD10 Templar Road, Erskine Park - Data Hall 2 Gen 1 | Less than 5 MW generating systems connected to an embedded network with a combined nameplate between 5-30MW
Digital Australia Investment Management Pty Limited | 27 150 294 134 | SYD10 Templar Road, Erskine Park - Data Hall 2 Gen 2 | Less than 5 MW generating systems connected to an embedded network with a combined nameplate between 5-30MW
Enel X Australia Pty Limited | 49 104 710 278 | SYD10 Templar Road, Erskine Park - Data Hall 2 Gen 2 | Less than 5 MW generating systems connected to an embedded network with a combined nameplate between 5-30MW
Digital Australia Investment Management Pty Limited | 27 150 294 134 | SYD10 Templar Road, Erskine Park - Data Hall 3 Gen 1 | Less than 5 MW generating systems connected to an embedded network with a combined nameplate between 5-30MW
Enel X Australia Pty Limited | 49 104 710 278 | SYD10 Templar Road, Erskine Park - Data Hall 3 Gen 1 | Less than 5 MW generating systems connected to an embedded network with a combined nameplate between 5-30MW
Digital Australia Investment Management Pty Limited | 27 150 294 134 | SYD10 Templar Road, Erskine Park - Data Hall 3 Gen 2 | Less than 5 MW generating systems connected to an embedded network with a combined nameplate between 5-30MW
Enel X Australia Pty Limited | 49 104 710 278 | SYD10 Templar Road, Erskine Park - Data Hall 3 Gen 2 | Less than 5 MW generating systems connected to an embedded network with a combined nameplate between 5-30MW
Digital Australia Investment Management Pty Limited | 27 150 294 134 | SYD10 Templar Road, Erskine Park - Data Hall 4 Gen 1 | Less than 5 MW generating systems connected to an embedded network with a combined nameplate between 5-30MW
Enel X Australia Pty Limited | 49 104 710 278 | SYD10 Templar Road, Erskine Park - Data Hall 4 Gen 1 | Less than 5 MW generating systems connected to an embedded network with a combined nameplate between 5-30MW
Digital Australia Investment Management Pty Limited | 27 150 294 134 | SYD10 Templar Road, Erskine Park - Data Hall 4 Gen 2 | Less than 5 MW generating systems connected to an embedded network with a combined nameplate between 5-30MW
Enel X Australia Pty Limited | 49 104 710 278 | SYD10 Templar Road, Erskine Park - Data Hall 4 Gen 2 | Less than 5 MW generating systems connected to an embedded network with a combined nameplate between 5-30MW
Telstra Corporation Limited | 33 051 775 556 | Telstra Clayton Data Centre - New Data Centre Units 1-8 | Small generating system - nameplate rating exceeds 5 MW, but is less than 30 MW; and exports less than 20 GWh in any 12-month period.
Telstra Corporation Limited | 33 051 775 556 | Telstra Clayton Data Centre - New Energy Centre Units 1-5 | Small generating system - nameplate rating exceeds 5 MW, but is less than 30 MW; and exports less than 20 GWh in any 12-month period.
Alfred Health | 27 318 956 319 | The Alfred Hospital Unit 1 | Facility other than battery system with nameplate over 30MW, unscheduled reserve.
Monash Health | 82 142 080 338 | The Dandenong Hospital, Unit 1 | Small generating systems - nameplate ratings exceeds 5 MW, but is less than 30 MW; and exports less than 20 GWh in any 12-month period.
Barwon Health | 45 877 249 165 | The Geelong Hospital Unit 1 | Small generating system - nameplate rating exceeds 5 MW, but is less than 30 MW; and exports less than 20 GWh in any 12-month period.
Melbourne Health | 73 802 706 972 | The Royal Melbourne Units 1-2 | Small generating system - nameplate rating exceeds 5 MW, but is less than 30 MW; and exports less than 20 GWh in any 12-month period.
Earthconnect Pty Ltd | 62 139 647 359 | The Schwartz Family Solar Farm, Units 1-2 | Small generating system with a nameplate rating less than 5 MW that meets the standing exemption
Melbourne Water Corporation | 81 945 386 953 | Thompson River Dam Hydro Generator Unit 1 | Small generating system - nameplate rating exceeds 5 MW, but is less than 30 MW; and exports less than 20 GWh in any 12-month period.
Townsville Hospital and Health Service | 86 747 187 217 | Townsville Hospital Emergency Generators Units 1-6 | Small generating system - nameplate rating exceeds 5 MW, but is less than 30 MW; and exports less than 20 GWh in any 12-month period.
EP Sunspot 2 Pty Limited | 41 637 177 130 | Trundle Solar Farm | Small generating system - nameplate rating exceeds 5 MW, but is less than 30 MW; and exports less than 20 GWh in any 12-month period.
Tully Sugar Ltd | 92 011 030 256 | Tully Sugar Mill Unit 1 - 5 | Small generating system - nameplate rating exceeds 5 MW, but is less than 30 MW;
Visy Pulp and Paper Pty Ltd | 30 086 513 144 | Tumut Mill Generating Unit 1 | Extenuating circumstances - no capability of exporting to a transmission or distribution sytem in excess of 5MW
Visy Pulp and Paper Pty Ltd | 30 086 513 144 | Tumut Mill Generating Unit 2 | Small generating system - nameplate rating exceeds 5 MW, but is less than 30 MW; and exports less than 20 GWh in any 12-month period.
Hydro- Electric Corporation | 48 072 377 158 | Upper Lake Margaret Power Station and Lower Lake Margaret Power Station | Small generating system - nameplate rating exceeds 5 MW, but is less than 30 MW; and the facility is subject to extenuating circumstances.
Deakin University | 56 721 584 203 | Waurn Ponds Campus Microgrid (Solar Units 1-7, Battery Units 1-2) | Small generating systems - nameplate ratings exceeds 5 MW, but is less than 30 MW; and exports less than 20 GWh in any 12-month period.
Melbourne Water Corporation | 81 945 386 953 | Werribee Western Treatment Plant Unit 1 - 11 | Small generating system - nameplate rating exceeds 5 MW, but is less than 30 MW; and exports less than 20 GWh in any 12-month period.
OneSteel Manufacturing Pty Ltd | 42 004 651 325 | Whyalla Steelworks Units 1-5 | Small generating system - nameplate rating exceeds 5 MW, and exports less than 20 GWh in any 12-month period.
OneSun Capital 10MW Operating Pty Ltd | 75 159 029 017 | Williamsdale Solar Farm 1 | Small generating system - nameplate rating exceeds 5 MW, and exports less than 20 GWh in any 12-month period.
Energy Solutions Pty Ltd | 32 610 914 059 | Winneke Treatment Plant Solar Farm | Small generating system - nameplate rating exceeds 5 MW, but is less than 30 MW; and exports less than 20 GWh in any 12-month period.
Melbourne Water Corporation | 81 945 386 953 | Winneke Treatment Plant Solar Farm | Small generating system - nameplate rating exceeds 5 MW, but is less than 30 MW; and exports less than 20 GWh in any 12-month period.
Sun Metals Corporation Ltd | 97 074 241 982 | Zinc Refinery Unit 1 | Small generating system - nameplate rating exceeds 5 MW, but is less than 30 MW; and exports less than 20 GWh in any 12-month period.

## Exemption - Intermediary
Company | ABN | Participant Category | Facility | Intermediary | ABN | Effective Date
CQ Energy Pty Ltd as The Trustee for CQ Energy Unit Trust | 55 626 864 224 | Generator | Adelaide Desalination Plant, Solar Units 1-4, Battery Units 1, 2-3 | South Australian Water Corporation | 69 336 525 019 | 2021-04-20
CQ Energy Pty Ltd as The Trustee for CQ Energy Unit Trust | 55 626 864 224 | Generator | Adelaide Desalination Plant, Solar Units 5-9 | South Australian Water Corporation | 69 336 525 019 | 2021-11-09
The Trustee for Sustainable Energy Infrastructure Trust | 50 746 683 694 | Generator | AGL SITA Landfill 1 | AGL Hydro Partnership | 86 076 691 481 | 2018-09-11
EDL CSM (NSW) Pty Ltd | 66 064 847 490 | Generator | Appin Power Station, Units 1-54 | EDL Group Operations Pty Ltd | 39 055 555 416 | 2020-02-01
Windlab Asset Management Pty Ltd | 34 605 094 666 | Generator | Ararat Wind Farm, Units 1-75 | Ararat Wind Farm Pty Ltd | 86 158 062 358 | 2016-06-23
AWF Prop Co 2 Pty Ltd as trustee for AWF Prop Trust 2 | 61 446 383 749 | Generator | Ararat Wind Farm, Units 1–75 | Ararat Wind Farm Pty Ltd | 86 158 062 358 | 2019-01-31
LMS Energy Pty Ltd | 39 059 428 474 | Generator | Awaba Power Station Unit 1 | LUMO Generation SA Pty Ltd | 87 115 291 042 | 2007-02-22
Alinta DEBO | 66 079 246 423 | Generator | Bairnsdale Power Station | Aurora Energy (Tamar Valley) Pty Ltd | 70 083 050 168 | 2009-03-30
Alinta DEBP Pty Ltd | 85 075 067 702 | Generator | Bairnsdale Power Station | Aurora Energy (Tamar Valley) Pty Ltd | 70 083 050 168 | 2009-03-30
Alinta DVP Pty Ltd | 083 051 978 | Generator | Bairnsdale Power Station | Aurora Energy (Tamar Valley) Pty Ltd | 70 083 050 168 | 2009-03-30
Chinchilla Solar Pty Ltd | 49 609 762 343 | Generator | Baking Board Solar Farm, Units 1-7 | Diamond Energy Pty Ltd | 97 107 516 334 | 2018-09-11
Rise Renewables Pty Ltd | 53 621 541 348 | Generator | Baking Board Solar Farm, Units 1-7 | Diamond Energy Pty Ltd | 97 107 516 334 | 2018-09-11
Bald Hills Wind Farm Pty Ltd | 13 117 264 712 | Generator | Bald Hills Wind Farm Units 1-52 | Alinta Energy Retail Sales Pty Ltd | 22 149 658 300 | 2015-01-29
Ballarat Health Services |  | Generator | Ballarat Base Hospital Units 1-2 | Energy Response Pty Ltd (Trading as Energy Response) | 49 104 710 278 | 2008-12-23
AusNet Transmission Group Pty Ltd | 78 079 798 173 | Generator | Ballarat Battery Energy Storage System Units 1-17 | EnergyAustralia Pty Ltd | 99 086 014 968 | 2018-11-06
CWP Asset Management Pty Ltd | 41 143 399 179 | Generator | Bango 973 Wind Farm, Units 1-30 | BWF Nominees Pty Ltd as The Trustee for the BWF Trust | 60 747 209 343 | 2020-12-15
CWP Asset Management Pty Ltd | 41 143 399 179 | Generator | Bango 999 Wind Farm, Units 1-16 | BWF Nominees Pty Ltd as The Trustee for the BWF Trust | 60 747 209 343 | 2021-05-25
Foresight Solar Australia Pty Ltd | 19 611 378 584 | Generator | Bannerton Solar Park Units 1-40 | Alinta Energy Retail Sales Pty Ltd | 22 149 658 300 | 2018-07-11
Barcaldine Remote Community Solar Farm Pty Ltd | 19 167 316 270 | Generator | Barcaldine Solar Farm, Units 1-2 | Diamond Energy Pty Ltd | 97 107 516 334 | 2017-12-29
AGL Barker Inlet Pty Ltd | 37 622 351 660 | Generator | Barker Inlet Power Station Units 1-12 | AGL SA Generation Pty Limited | 84 081 074 204 | 2019-10-15
AGL Barker Inlet Pty Limited | 37 622 351 660 | Generator | Barker Inlet Power Station Units 1-12 | AGL SA Generation Pty Limited | 84 081 074 204 | 2020-11-24
AETV Pty Ltd | 29 123 391 613 | Generator | Bell Bay Three Power Station: Bell Bay Three Units 1-3 and Tamar Valley Peaking Plant Unit 1 | Hydro-Electric Corporation, trading as Hydro Tasmania | 48 072 377 158 | 2019-10-10
Global Power Generation Australia Pty Ltd | 74 130 542 031 | Generator | Berrybank Wind Farm, Units 1-43 | Berrybank Development Pty Ltd | 94 146 466 882 | 2021-02-16
EDL LFG (Vic) Pty Ltd | 69 061 503 348 | Generator | Berwick LFG Power Station and Broadmeadows LFG Power Station. | EDL Group Operations Pty Ltd | 39 055 555 416 | 2006-05-12
Blueshore Pty Ltd | 65 622 457 587 | Generator | Blue Grass Solar Farm, Units 1-112 | X-Elio Blue Grass Pty Ltd | 24 634 260 227 | 2022-02-01
GranSolar Construction Australia Pty Ltd | 71 640 607 209 | Generator | Blue Grass Solar Farm, Units 1-112 | X-Elio Blue Grass Pty Ltd | 24 634 260 227 | 2022-02-01
CWP Renewables Pty Ltd | 57 127 205 645 | Generator | Boco Rock Wind Farm Units 1-67 | Boco Rock Wind Farm Pty Ltd | 49 137 886 750 | 2014-08-29
State Owned Generators Leasing Co Pty Ltd | 94 638 786 599 | Generator | Bolivar Power Station, Units 1-4 | Iberdrola Australia Energy Markets Pty Limited | 47 128 696 097 | 2022-11-29
Iberdrola Australia SAGT Pty Limited | 77 635 710 360 | Generator | Bolivar Power Station, Units 1-4 | Iberdrola Australia Energy Markets Pty Limited | 47 128 696 097 | 2022-11-29
CQ Energy Pty Ltd as The Trustee for CQ Energy Unit Trust | 55 626 864 224 | Generator | Bolivar Waste Water Treatment Plant, Solar Units 1-3, Battery Units 1-3, 4-5, Diesel Unit 1 | South Australian Water Corporation | 69 336 525 019 | 2021-11-16
RES Australia Pty Ltd | 55 106 637 754 | Generator | Bomen Solar Farm, Units 1-44 | Bomen Solar Farm Pty Ltd (ACN 620 832 108) as trustee for Bomen SF Trust | 67 363 258 504 | 2020-03-17
Spark Infrastructure Holdings No.5 Pty Limited | 23 151 150 275 | Generator | Bomen Solar Farm, Units 1-44 | Bomen Solar Farm Pty Ltd (ACN 620 832 108) as trustee for Bomen SF Trust | 67 363 258 504 | 2020-03-17
Energy Solutions Pty Ltd | 32 610 914 059 | Generator | Bomen Solar Farm, Units 1-44 | Bomen Solar Farm Pty Ltd (ACN 620 832 108) as trustee for Bomen SF Trust | 67 363 258 504 | 2022-04-05
Arrow Energy Trading Pty Ltd | 68 139 053 133 | Generator | Braemar 2 Power Station Units 5-7 | NewGen Braemar 2 Partnership (ERM Braemar 2 Pty Ltd (ABN 63 127 500 949)and Arrow (Southern Generation) Pty Ltd (BN 51 128 813 490) trading as) | 63 127 500 949 | 2011-07-04
EDL Operations (Broadmeadows) Pty Ltd | 054 545 069 | Generator | Broadmeadows Power Plan | EDL Group Operations Pty Ltd | 39 055 555 416 | 1998-12-13
Delta Electricity Australia Pty Ltd | 26 074 408 923 | Generator | Broadwater Power Station, Units 1 & 2 | Cape Byron Management Pty Ltd | 26 165 320 445 | 2013-11-11
NSW Sugar Milling Co-operative Limited | 52 051 052 209 | Generator | Broadwater Power Station, Units 1 & 2 | Cape Byron Management Pty Ltd | 26 165 320 445 | 2013-11-11
Sunshine Renewable Energy Pty Ltd | 67 095 991 638 | Generator | Broadwater Power Station, Units 1 & 2 | Cape Byron Management Pty Ltd | 26 165 320 445 | 2013-11-11
PARF Company 6 Pty Ltd | 81 613 790 659 | Generator | Broken Hill Solar Plant | AGL Hydro Partnership | 86 076 691 481 | 2016-11-10
Cochrane Dam Pty Ltd | 65 613 015 768 | Generator | Brown Mountain Power Station, Units 1-6 | Hydro Power Pty Limited | 39 003 714 136 | 2016-08-03
EGP Australia Pty Ltd as Trustee for Enel Green Power Australia Trust | 24 627 750 586 | Generator | Bungala One Solar Farm, Units 1-54 | Bungala One Operations Pty Ltd as trustee for the Bungala One Operations Trust | 65 449 871 039 | 2022-09-06
Green Light Contractors Pty Ltd | 83 168 435 658 | Generator | Bungala One Solar Farm, Units 1-54 | Bungala One Operations Pty Ltd as trustee for the Bungala One Operations Trust | 65 449 871 039 | 2022-09-06
Solarig Australia Pty Ltd | 75 626 939 384 | Generator | Bungala One Solar Farm, Units 1-54 | Bungala One Operations Pty Ltd as trustee for the Bungala One Operations Trust | 65 449 871 039 | 2022-09-06
EGP Australia Pty Ltd as Trustee for Enel Green Power Australia Trust | 24 627 750 586 | Generator | Bungala Two Solar Farm, Units 1-54 | Bungala Two Operations Pty Ltd as trustee for the Bungala Two Operations Trust | 77 292 664 630 | 2022-09-06
Green Light Contractors Pty Ltd | 83 168 435 658 | Generator | Bungala Two Solar Farm, Units 1-54 | Bungala Two Operations Pty Ltd as trustee for the Bungala Two Operations Trust | 77 292 664 630 | 2022-09-06
Solarig Australia Pty Ltd | 75 626 939 384 | Generator | Bungala Two Solar Farm, Units 1-54 | Bungala Two Operations Pty Ltd as trustee for the Bungala Two Operations Trust | 77 292 664 630 | 2022-09-06
AGL Southern Hydro (NSW) Pty Limited | 73 056 452 601 | Generator | Burrendong Hydro Power Station | AGL Hydro Partnership | 86 076 691 481 | 2012-12-07
Callide Energy Pty Ltd | 082 468 746 | Generator | Callide Power Plant | Callide Power Trading Pty Ltd | 80 082 468 719 | 2000-12-08
IG Power (Callide) Limited | 082 413 885 | Generator | Callide Power Plant | Callide Power Trading Pty Ltd | 80 082 468 719 | 2000-12-08
Capital East Solar Pty Ltd | 77 159 005 973 | Generator | Capital East Solar Farm 1-4 Inverters | Infigin Energy Holdings Pty Ltd |  | 2013-09-10
Renewable Power Ventures Pty Ltd | 25 102 696 159 | Generator | Capital Wind Farm Units 1 - 67 | BBP Energy Markets Pty Ltd | 47 128 696 097 | 2009-06-30
Goldwind Australia Pty Ltd | 32 140 108 390 | Generator | Cattle Hill Wind Farm, Units 1-48 | Wild Cattle Hill Pty Ltd | 61 610 777 369 | 2020-01-07
Goldwind Capital (Australia) Pty Ltd | 34 142 403 950 | Generator | Cattle Hill Wind Farm, Units 1-48 | Wild Cattle Hill Pty Ltd | 61 610 777 369 | 2020-01-07
Chepstowe Wind Farm Pty Ltd | 61 134 638 234 | Generator | Chepstowe Wind Farm Pty Ltd, Units 1-3 | AETV Pty Ltd | 29 123 391 613 | 2018-10-11
Blueshore Pty Ltd | 65 622 457 587 | Generator | Cherry Tree Wind Farm, Units 1-16 | Cherry Tree Wind Farm Pty Ltd (ACN 134 444 947) as Trustee for the Cherry Tree Project Trust | 19 446 997 168 | 2022-11-15
Infigen Energy Services Pty Ltd | 87 134 668 321 | Generator | Cherry Tree Wind Farm, Units 1-16 | Cherry Tree Wind Farm Pty Ltd (ACN 134 444 947) as Trustee for the Cherry Tree Project Trust | 19 446 997 168 | 2020-04-28
Biosar Australia Pty Ltd | 55 620 817 665 | Generator | Childers Solar Farm, Units 1-37 | Childers Solar Pty Ltd (ACN 623 279 664) as the Trustee for the Childers Solar Trust | 80 434 756 620 | 2019-01-25
ESCO Pacific Asset Management Pty Ltd | 57 623 340 376 | Generator | Childers Solar Farm, Units 1-37 | Childers Solar Pty Ltd (ACN 623 279 664) as the Trustee for the Childers Solar Trust | 80 434 756 620 | 2019-01-25
CQ Energy Pty Ltd as The Trustee for CQ Energy Unit Trust | 55 626 864 224 | Generator | Christies Beach Wastewater Treatment Plant, Battery Units 1-5, Solar Unit 1, Solar Units 1-40, Biogas Unit 1, Diesel Units 1, Diesel Units 1-2 | South Australian Water Corporation | 69 336 525 019 | 2022-07-12
Clare Asset Co Pty Ltd as the Trustee for Clare Asset Trust | 72 989 713 062 | Generator | Clare Solar Farm Stage 1, Units 1-69 | Clare Solar Farm Pty Ltd | 78 611 346 859 | 2018-02-14
EDL LFG (VIC) Pty Ltd | 69 061 503 348 | Generator | Clayton Power Plant and Springvale Power Plant | EDL Group Operations Pty Ltd | 39 055 555 416 | 1998-12-13
Wirsol Energy Pty Ltd | 72 617 256 550 | Generator | Clermont Solar Farm, Units 1-37 | Clermont Asset Co Pty Ltd (ACN 623 155 573) as Trustee for Clermont Solar Unit Trust | 99 167 685 924 | 2019-06-18
Cohuna Solar Farm Pty Ltd as Trustee for Cohuna Solar Farm Trust | 55 790 717 790 | Generator | Cohuna Solar Farm, Units 1-19 | Enel Energy Australia Pty Ltd | 95 632 774 255 | 2020-12-22
Enel Green Power Australia Pty Ltd as trustee For Enel Green Power Australia Trust | 24 627 750 586 | Generator | Cohuna Solar Farm, Units 1-19 | Enel Energy Australia Pty Ltd | 95 632 774 255 | 2020-12-22
Solarig Australia Pty Ltd | 75 626 939 384 | Generator | Cohuna Solar Farm, Units 1-19 | Enel Energy Australia Pty Ltd | 95 632 774 255 | 2020-12-22
RATCH Australia Corporation Pty Ltd | 31 106 617 332 | Generator | Collector Wind Farm Units 1-54 | Collector Wind Farm Pty Ltd | 87 160 195 460 | 2020-11-10
RATCH-Australia Collinsville Solar PV Pty Ltd | 88 165 511 937 | Generator | Collinsville Solar PV Power Station, Units 1-17 | Braemar Power Project Pty Ltd | 54 113 386 600 | 2018-07-31
RES Australia Pty Ltd | 55 106 637 754 | Generator | Columboola Solar Farm, Units 1-79 | Columboola Solar Farm Nominees Pty Ltd (ACN 619 392 424) as Trustee for Columboola Solar Farm Op Trust | 63 410 596 478 | 2022-06-14
ICA Investment Services Pty Ltd | 69 631 031 742 | Generator | Columboola Solar Farm, Units 1-79 | Columboola Solar Farm Nominees Pty Ltd (ACN 619 392 424) as Trustee for Columboola Solar Farm Op Trust | 63 410 596 478 | 2022-06-14
Sterling and Wilson Solar Australia Pty Ltd | 35 632 960 680 | Generator | Columboola Solar Farm, Units 1-79 | Columboola Solar Farm Nominees Pty Ltd (ACN 619 392 424) as Trustee for Columboola Solar Farm Op Trust | 63 410 596 478 | 2022-06-14
Condamine Power Station Pty Ltd | 76 121 868 273 | Generator | Condamine Power Station A unit 3 | QGC Sales Qld Pty Ltd | 80 120 323 588 | 2009-10-22
Condamine Power Station Pty Ltd | 76 121 868 273 | Generator | Condamine Power Station A units 1 & 2 | QGC Sales Qld Pty Ltd | 80 120 323 588 | 2009-06-02
Delta Electricity Australia Pty Ltd | 26 074 408 923 | Generator | Condong Power Station Unit 1 | Cape Byron Management Pty Ltd | 26 165 320 445 | 2013-11-11
Sunshine Renewable Energy Pty Ltd | 67 095 991 638 | Generator | Condong Power Station Unit 1 | Cape Byron Management Pty Ltd | 26 165 320 445 | 2013-11-11
NSW Sugar Milling Co-operative Limited | 52 051 052 209 | Generator | Condong Power Station, Unit 1 | Cape Byron Management Pty Ltd | 26 165 320 445 | 2013-11-11
AGL Hydro Partnership | 86 076 691 481 | Generator | Coopers Gap Wind Farm, Units 1–123 | AGL PARF Qld Pty Limited | 94 619 439 226 | 2019-06-04
PARF Company 10 Pty Limited (ACN 618 670 152) as the trustee for the Coppers Gap Project Trust | 21 535 038 928 | Generator | Coopers Gap Wind Farm, Units 1–123 | AGL PARF Qld Pty Limited | 94 619 439 226 | 2019-06-04
AGL Southern Hydro (NSW) Pty Limited | 73 056 452 601 | Generator | Copeton Hydro Power Station | AGL Hydro Partnership | 86 076 691 481 | 2012-12-24
Metka EGN Australia Holdings Two Pty Ltd as trustee of Metka EGN Australia Holdings Trust | 96 579 785 264 | Generator | Corowa Solar Farm, Units 1-22 | Corowa Operationsco Pty Ltd as trustee for the Corowa Operations Trust | 75 443 884 557 | 2021-02-09
Metka EGN Australia Pty Ltd | 29 627 887 709 | Generator | Corowa Solar Farm, Units 1-22 | Corowa Operationsco Pty Ltd as trustee for the Corowa Operations Trust | 75 443 884 557 | 2021-02-09
Vector Cuatro Australia Pty Ltd | 44 628 702 545 | Generator | Corowa Solar Farm, Units 1-22 | Corowa Operationsco Pty Ltd as trustee for the Corowa Operations Trust | 75 443 884 557 | 2021-02-09
Global Power Generation Australia Pty | 74 130 542 031 | Generator | Crookwell 2 Wind Farm, Units 1-28 | Crookwell Development Pty Ltd | 53 106 800 480 | 2020-02-25
CWP Asset Management Pty Ltd | 41 143 399 179 | Generator | Crudine Ridge Wind Farm, Units 1-37 | CRWF Nominees Pty Ltd | 89 143 134 671 | 2020-11-24
Cullerin Range Wind Farm Pty Ltd | 38 126 167 126 | Generator | Cullerin Range Wind Farm Units 1-15 | Origin Energy Electricity Limited | 33 071 052 287 | 2009-05-21
APA Operations (EII) Pty Limi | 69 134 460 496 | Generator | Daandine Power Station units 1-11 | Arrow Energy Trading Pty Ltd | 68 139 053 133 | 2015-07-01
APT Petroleum Pipelines Holdings Pty | 92 009 738 489 | Generator | Daandine Power Station Units 1-11 | Arrow Energy Trading Pty Ltd | 68 139 053 133 | 2015-07-01
Electranet Pty Ltd | 41 094 482 416 | Generator | Dalrymple North Battery Energy Storage System, Units 1-12 | AGL Dalrymple Pty Limited | 47 122 144 709 | 2018-06-05
Canadian Solar O&M (Australia) Pty Ltd | 31 620 225 809 | Generator | Darlington Point Solar Farm, Units 1-108 | Darlington Point Solar Farm Pty Ltd | 54 615 736 984 | 2020-08-07
Edify Energy Pty Ltd | 85 606 684 995 | Generator | Darlington Point Solar Farm, Units 1-108 | Darlington Point Solar Farm Pty Ltd | 54 615 736 984 | 2020-08-07
Edify Energy Pty Ltd | 85 606 684 995 | Generator | Daydream Solar Farm Units 1 to 61 | Daydream Solar Farm Pty Ltd as The Trustee For The Daydream Solar Farm Trust | 94 334 622 922 | 2018-09-28
BayWa r.e. Operation Services Pty Ltd | 90 637 314 277 | Generator | Diapur Wind Farm, Units 1-2 | Diapur Wind Farm Pty Ltd | 36 604 213 309 | 2021-09-28
Tilt Renewables Australia Pty Ltd | 15 101 038 331 | Generator | Dundonnell Wind Farm | Dundonnell Wind Farm Pty Ltd | 17 133 651 019 | 2020-03-10
EarthPower Technologies Sydney Pty Ltd | 71 085 528 427 | Generator | EarthPower Biomass Plant. | EnergyAustralia Pty Ltd | 99 086 014 968 | 2017-03-21
Waste Recycling and Processing Corporation trading as WSN Environmental Solutions | 93 524 709 106 | Generator | Eastern Creek Gas Utilisation Facility Units 1-8 | LMS Generation Pty Ltd | 39 059 428 474 | 2008-02-08
Gransolar Construction Australia Pty Ltd | 71 640 607 209 | Generator | Edenvale Solar Park, Units 1-72 | Edenvale Solar Park Pty Ltd | 63 627 088 359 | 2022-12-20
Quintas Energy Australia Pty Ltd | 99 625 735 373 | Generator | Edenvale Solar Park, Units 1-72 | Edenvale Solar Park Pty Ltd | 63 627 088 359 | 2022-12-20
RES Australia Pty Ltd | 55 106 637 754 | Generator | Elaine Wind Farm, Units 1-22 | Lal Lal Wind Farms Nom Co Pty Ltd | 37 625 768 774
Emerald Energy Project Pty Ltd (ACN620 722 769) ATF Emerald Energy Project Trust | 46 537 051 902 | Generator | Emerald Solar Park Units 1 - 32 | Telstra Energy (Generation) Pty Ltd | 32 613 554 233 | 2018-09-13
RCR O'Donnell Griffin Pty Ltd | 78 003 905 093 | Generator | Emerald Solar Park Units 1 - 32 | Telstra Energy (Generation) Pty Ltd | 32 613 554 233 | 2018-09-13
RES Australia Pty Ltd | 55 106 637 754 | Generator | Emerald Solar Park Units 1 - 32 | Telstra Energy (Generation) Pty Ltd | 32 613 554 233 | 2018-09-13
Energy Queensland Limited | 96 612 535 583 | Network Service Provider | Energex Distribution System | Energex Limited | 40 078 849 055 | 2017-11-24
Eraring Ene | 31 357 688 069 | Generator | Eraring Gas Turbine Unit 1 | Origin Energy Electricity Limited | 33 071 052 287 | 2011-03-02
Eraring Ene | 31 357 688 069 | Generator | Eraring Power Station Units 1 - 4 | Origin Energy Electricity Limited | 33 071 052 287 | 2011-03-02
Energy Queensland Limited | 96 612 535 583 | Network Service Provider | Ergon Distribution System | Ergon Energy | 50 087 646 062 | 2017-11-24
Baywa R.E. Projects Australia Pty Ltd | 51 606 343 757 | Generator | Ferguson North Wind Farm, Unit 1 | Ferguson Wind Farm Pty Ltd | 94 608 631 321 | 2020-07-28
Baywa R.E. Projects Australia Pty Ltd | 51 606 343 757 | Generator | Ferguson South Wind Farm, Units 1-2 | Ferguson Wind Farm Pty Ltd | 94 608 631 321 | 2021-03-23
Canadian Solar O&M (Australia) Pty Ltd | 31 620 225 809 | Generator | Finley Solar Farm, Units 1-99 | Finley Solar Farm Pty Ltd (ABN 89 616 527 621) as trustee for the Finley Solar Trust | 63 656 675 511 | 2019-07-30
ESCO Asset Management Pty Ltd ( | 57 623 340 376 | Generator | Finley Solar Farm, Units 1-99 | Finley Solar Farm Pty Ltd (ABN 89 616 527 621) as trustee for the Finley Solar Trust | 63 656 675 511 | 2019-07-30
Signal Energy Australia Pty Ltd | 92 623 114 090 | Generator | Finley Solar Farm, Units 1-99 | Finley Solar Farm Pty Ltd (ABN 89 616 527 621) as trustee for the Finley Solar Trust | 63 656 675 511 | 2019-07-30
Shell Energy Australia Pty Ltd | 18 085 757 446 | Generator | Gangarri Solar Farm, Units 1-54 | Shell New Energies Australia Pty Ltd | 95 630 182 606 | 2021-04-13
Sterling and Wilson Solar Australia Pty Ltd | 35 632 960 680 | Generator | Gangarri Solar Farm, Units 1-54 | Shell New Energies Australia Pty Ltd | 95 630 182 606 | 2021-04-13
GESS ProjectCo Pty Ltd | 86 621 425 661 | Generator | Gannawarra Energy Storage System, Units 1-50 | EnergyAustralia Pty Ltd | 99 086 014 968 | 2018-11-07
Edify Energy Pty Ltd | 85 606 684 995 | Generator | Gannawarra Solar Farm Units 1-22 | Gannawarra Solar Farm Pty Ltd | 33 615 736 895 | 2018-03-20
AGL Southern Hydro (NSW) Pty Limited | 73 056 452 601 | Generator | Glenbawn Hydro Power Station | AGL Hydro Partnership | 86 076 691 481 | 2012-12-24
EDL Group Operations Pty Ltd | 39 055 555 416 | Generator | Glennies Creek Power Station Unit 1-12 | EDL (OCI) Pty Limited | 85 113 489 295 | 2017-12-21
Wirsol Energy Pty Ltd | 72 617 256 550 | Generator | Glenrowan West Solar Farm, Units 1-48 | Wirtgen Energy Glenrowan Pty Ltd | 49 620 923 748 | 2020-12-22
Global Power Generation Australia Pty Ltd | 74 130 542 031 | Generator | Berrybank 2 Wind Farm, Units 1-26 | Berrybank 2 Asset Pty Ltd as trustee for Berrybank 2 Asset Trust | 66 420 407 293 | 2022-11-29
FRV Services Australia Pty Limited | 85 606 684 995 | Generator | Goonumbla Solar Farm, Units 1-31 | Goonumbla Asset Co Pty Ltd (ACN 628 351 271) as the Trustee for Goonumbla Asset Trust | 80 881 665 313 | 2020-05-12
Gransolar Desarrollo y Contruccion SL | 48 614 561 572 | Generator | Goonumbla Solar Farm, Units 1-31 | Goonumbla Asset Co Pty Ltd (ACN 628 351 271) as the Trustee for Goonumbla Asset Trust | 80 881 665 313 | 2020-05-12
Palisade Integrated Management Services Pty Ltd | 37 606 141 119 | Generator | Granville Harbour Wind Farm, Units 1-31 | Granville Harbour Operations Pty Ltd (ACN 622 490 742) as The Trustee for Granville Harbour Operations Trust | 30 200 530 013 | 2019-12-03
TW Power Services Pty Ltd | 50 112 723 181 | Generator | Granville Harbour Wind Farm, Units 1-31 | Granville Harbour Operations Pty Ltd (ACN 622 490 742) as The Trustee for Granville Harbour Operations Trust | 30 200 530 013 | 2019-12-03
Suzlon Energy Australia Pty Ltd | 55 107 631 176 | Generator | Granville Harbour Wind Farm, Units 1-31 | Granville Harbour Operations Pty Ltd (ACN 622 490 742) as The Trustee for Granville Harbour Operations Trust | 30 200 530 013 | 2020-11-17
EDL Group Operations Pty Ltd | 39 055 555 416 | Generator | Grosvenor 1 Power Station, Units 1-7 | EDL Projects (Australia) Pty Ltd | 37 084 776 616 | 2017-01-24
EDL Group Operations Pty Ltd | 39 055 555 416 | Generator | Grosvenor 2 Power Station, Units 1-5 | EDL Projects (Australia) Pty Ltd | 37 084 776 616 | 2017-09-27
Goldwind Australia Pty Ltd | 32 140 108 390 | Generator | Gullen Range Wind Farm Units 74-104 | New Gullen Range Wind Farm Pty Ltd | 41 167 404 211 | 2020-05-19
Newtricity Developments Biala Pty Ltd | 93 605 533 935 | Generator | Gullen Range Wind Farm Units 74-104 | New Gullen Range Wind Farm Pty Ltd | 41 167 404 211 | 2020-05-19
Goldwind Australia Pty Ltd | 32 140 108 390 | Generator | Gullen Range Wind Farm, Units 1-73 | New Gullen Range Wind Farm Pty Ltd | 41 167 404 211 | 2014-07-11
Goldwind Capital (Australia) Pty Ltd | 34 142 403 950 | Generator | Gullen Range Wind Farm, Units 1-73 | New Gullen Range Wind Farm Pty Ltd | 41 167 404 211 | 2014-07-11
Canadian Solar O&M (Australia) Pty Ltd | 31 620 225 809 | Generator | Gunnedah Solar Farm, Units 1-90 | Gunnedah SF Pty Ltd (ACN 639 338 908) as Trustee for Gunnedah Asset Trust | 20 217 519 679 | 2021-06-29
Quintas Energy Australia Pty Ltd | 99 625 735 373 | Generator | Gunnedah Solar Farm, Units 1-90 | Gunnedah SF Pty Ltd (ACN 639 338 908) as Trustee for Gunnedah Asset Trust | 20 217 519 679 | 2021-06-29
LMS Energy Pty Ltd | 39 059 428 474 | Generator | Hallam Road Renewable Energy Facility Units 1-8 | Lumo Energy Australia Pty Ltd | 69 100 528 327 | 2013-06-12
AGL Hydro Partners | 86 076 691 481 | Generator | Hallett Hill Wind Farm Units 1 to 34 | AGL SA Generation Pty Limited | 84 081 074 204 | 2017-06-29
Hallett Hill Pty Ltd | 91 128 246 275 | Generator | Hallett Hill Wind Farm Units 1 to 34 | AGL SA Generation Pty Limited | 84 081 074 204 | 2017-06-29
TRUenergy Holdings Pty Ltd | 42 120 665 643 | Generator | Hallett Power Station | EnergyAustralia Pty Ltd | 99 086 014 968 | 2007-07-02
EnergyAustralia Hallett Pty Ltd | 42 120 665 643 | Generator | Hallett Power Station | EnergyAustralia Yallourn Pty Ltd | 47 065 325 224 | 2020-01-20
AGL Hydro Partners | 86 076 691 481 | Generator | Hallett Wind Farm Units 1-45 | AGL SA Generation Pty Limited | 84 081 074 204 | 2017-07-18
Brown Hill Pty Ltd | 96 110 080 325 | Generator | Hallett Wind Farm Units 1-45 | AGL SA Generation Pty Limited | 84 081 074 204 | 2017-07-18
Edify Energy Pty Ltd | 85 606 684 995 | Generator | Hamilton Solar Farm, Units 1-23 | Hamilton Solar Farm Pty Ltd | 83 615 737 098 | 2018-05-29
CQ Energy Pty Ltd as The Trustee for CQ Energy Unit Trust | 55 626 864 224 | Generator | Happy Valley Water Treatment Plant, Solar Units 1-4 | South Australian Water Corporation | 69 336 525 019 | 2022-04-20
Energy Pacific (VIC) Pty Ltd | 18 063 543 984 | Generator | Haughton Solar Farm Stage 1, Units 1-81 | Pacific Hydro Haughton Solar Farm Pty Ltd | 31 617 201 653 | 2019-05-28
Pacific Hydro Investments Pty Ltd | 18 053 747 407 | Generator | Haughton Solar Farm Stage 1, Units 1-81 | Pacific Hydro Haughton Solar Farm Pty Ltd | 31 617 201 653 | 2019-05-28
Edify Energy Pty Ltd | 85 606 684 995 | Generator | Hayman Solar Farm Units 1-21 | Hayman Solar Farm Pty Ltd as The Trustee for The Hayman Solar Farm Trust | 14 829 941 435 | 2018-09-28
Leonards Hill Wind Operations Pty Ltd | 86 141 239 894 | Generator | Hepburn Community Windfarm, Units 1-2 | Progressive Green Pty Ltd | 27 130 175 343 | 2022-03-07
EDL Group Operations Pty Ltd | 39 055 555 416 | Generator | Highbury Landfill Gas Power Station Unit 1 | EDL LFG (SA) Pty Ltd | 21 055 640 321 | 2013-04-01
CQ Energy Pty Ltd as The Trustee for CQ Energy Unit Trust | 55 626 864 224 | Generator | Hillston Sun Farm, Units 1-40 | Hillston Sun Farm Operations Pty Ltd (ACN 640 166 776) as Trustee for Hillston Sun Farm Operations Trust | 97 150 599 866 | 2021-10-05
Gransolar Construction Australia Pty Ltd | 71 640 607 209 | Generator | Hillston Sun Farm, Units 1-40 | Hillston Sun Farm Operations Pty Ltd (ACN 640 166 776) as Trustee for Hillston Sun Farm Operations Trust | 97 150 599 866 | 2021-10-05
BayWa r.e. Solar Project Pty Ltd | 618 779 623 | Generator | Hughenden Solar Farm | Hughenden Solar Pty Limited as trustee for Hughenden Solar Trust | 49 156 463 317 | 2018-01-25
The Haughton Sugar Company Pty Ltd | 009 656 062 | Generator | Invicta Sugar Mill Units 1 - 3 | Stanwell Corporation | 37 078 848 674 | 2018-06-05
Wilmar Sugar Pty Ltd | 44 081 051 792 | Generator | Invicta Sugar Mill Units 1 - 3 | Stanwell Corporation | 37 078 848 674 | 2018-06-05
AGL Energy Services Pty Ltd | 57 074 821 720 | Generator | Isis Central Sugar Mill Co-Generation Plant Unit 1 | AGL Australia Markets Pty Limited | 26 118 609 813 | 2022-06-28
The Trustee for Sustainable Energy Infrastructure Trust | 50 746 683 694 | Generator | Isis Central Sugar Mill Co-Generation Plant Unit 1 | AGL Australia Markets Pty Limited | 26 118 609 813 | 2022-06-28
Jemalong Networks Pty Ltd (ACN 623 524 809) as the Trustee for Jemalong Networks Trust | 80 920 050 651 | Generator | Jemalong Solar Project Units 1-20 | Jemalong PV Asset Pty Ltd as Trustee for the Jemalong PV Asset Trust | 86 800 328 660 | 2020-12-02
Energy Solutions Pty Ltd | 32 610 914 059 | Generator | Jemalong Solar Project Units 1-20 | Jemalong PV Asset Pty Ltd (ACN 623 524 318) as Trustee for the Jemalong PV Asset Trust | 86 800 328 660 | 2021-07-06
Metka EGN Australia Holdings Two Pty Ltd as trustee for Metka EGN Australia Holdings Trust | 96 579 785 264 | Generator | Junee Solar Farm, Units 1-22 | Junee Operationsco Pty Ltd as trustee for Junee Operations Trust | 88 994 739 540 | 2021-05-25
Metka EGN Australia Pty Ltd | 29 627 887 709 | Generator | Junee Solar Farm, Units 1-22 | Junee Operationsco Pty Ltd as trustee for Junee Operations Trust | 88 994 739 540 | 2021-05-25
Vector Cuatro Australia Pty Ltd | 44 628 702 545 | Generator | Junee Solar Farm, Units 1-22 | Junee Operationsco Pty Ltd as trustee for Junee Operations Trust | 88 994 739 540 | 2021-05-25
Neoen Australia Pty Ltd | 57 160 905 706 | Generator | Kaban Wind Farm | Kaban Wind Farm Pty Ltd as trustee for Kaban Wind Farm Trust | 57 785 087 084 | 2022-09-26
BayWa R.E Solar Projects Pty Ltd | 27 618 779 623 | Generator | Karadoc Solar Farm, Units 1-38 | Iraak Sun Farm Pty Ltd | 38 611 727 774 | 2018-10-09
Windlab Asset Management Pty Ltd | 34 605 094 666 | Generator | Kennedy Energy Park, Wind Units 1-12, Solar Units 1-6, Battery Units 1-4 | Kennedy Energy Park Pty Ltd | 81 605 095 298 | 2021-06-22
Total Eren Australia Pty Ltd | 16 617 965 081 | Generator | Kiamal Solar Farm, Units 1-150 | KSF Project Nominees Pty Ltd as Trustee for the KSF Project Trust | 47 321 661 744 | 2020-09-01
Energy Solutions Pty Ltd | 32 610 914 059 | Generator | Kiamal Solar Farm, Units 1-75, 76-150 | KSF Project Nominees Pty Ltd as Trustee for the KSF Project Trust | 47 321 661 744 | 2022-02-01
Windlab Asset Management Pty Ltd | 34 605 094 666 | Generator | Kiata Wind Farm, Units 1 - 9 | Kiata ProjectCo Pty Ltd as trustee for Kiata Project Trust | 22 640 193 306 | 2022-02-28
Kidston Solar Co Pty Ltd (ACN 614 272 954) ATF The Kidston Solar Property Trust | 60 659 240 152 | Generator | Kidston Solar One, Units 1-20 | Genex (Solar) Pty Limited | 24 606 804 915 | 2019-06-11
The Trustee for Sustainable Energy Infrastructure Trust | 50 746 683 694 | Generator | Kincumber Landfill Site, Unit 1 | AGL Hydro Partnership | 86 076 691 481 | 2018-09-11
Kogan Creek Power Station Pty Ltd | 82 088 229 832 | Generator | Kogan Creek Power Station | CS Energy Limited | 54 078 848 745 | 2007-04-03
Boral Energy Power Limited | 008 289 398 | Generator | Ladbroke Grove Power Station | Origin Energy Electricity Limited | 33 071 052 287 | 1999-11-17
Lake Bonney BESS Pty Limited | 36 627 620 786 | Generator | Lake Bonney BESS1 | Lake Bonney Wind Power Pty Ltd | 48 104 654 837 | 2019-10-08
Lake Bonney Wind Power Pty Ltd | 48 104 654 837 | Generator | Lake Bonney Stage 2 Windfarm | Flinders Operating Services Pty Ltd | 36 094 130 837 | 2007-05-31
FRV Services Australia Pty Limited | 60 151 469 662 | Generator | Lilyvale Solar Farm, Units 1 - 74 | Ergon Energy Queensland Pty Ltd | 11 121 177 802 | 2019-02-06
Lilyvale Asset Co Pty Ltd (ABN 35 619 625 213) as trustee for the Lilyvale Asset Trust | 47 596 077 233 | Generator | Lilyvale Solar Farm, Units 1 - 74 | Ergon Energy Queensland Pty Ltd | 11 121 177 802 | 2019-02-06
Belectric Australia Pty Ltd | 41 157 953 654 | Generator | Limondale Solar Farm 1, Units 1-100 | Limondale Sun Farm Pty Ltd | 66 617 558 728 | 2019-12-24
Innogy Renewables Australia Pty Ltd | 72 626 156 894 | Generator | Limondale Solar Farm 1, Units 1-100 | Limondale Sun Farm Pty Ltd | 66 617 558 728 | 2019-12-24
Belectric Australia Pty Ltd | 41 157 953 654 | Generator | Limondale Solar Farm 1, Units 1-100 | Limondale Sun Farm Pty Ltd | 66 617 558 728 | 2020-06-30
Innogy Renewables Australia Pty Ltd | 72 626 156 894 | Generator | Limondale Solar Farm 1, Units 1-100 | Limondale Sun Farm Pty Ltd | 66 617 558 728 | 2020-06-30
Belectric Australia Pty Ltd | 41 157 953 654 | Generator | Limondale Solar Farm 2, Units 1-14 | Limondale Sun Farm Pty Ltd | 66 617 558 728 | 2019-12-24
Innogy Renewables Australia Pty Ltd | 72 626 156 894 | Generator | Limondale Solar Farm 2, Units 1-14 | Limondale Sun Farm Pty Ltd | 66 617 558 728 | 2019-12-24
Lincoln Gap Wind Farm Pty Limited | 52 133 372 595 | Generator | Lincoln Gap Wind Farm, Units 1-59 | Lincoln Gap Wind Farm (Operations) Pty Ltd | 73 164 355 195 | 2019-03-19
Nexif Energy Australia Management Pty Ltd | 34 619 325 567 | Generator | Lincoln Gap Wind Farm, Units 1-59 | Lincoln Gap Wind Farm (Operations) Pty Ltd | 73 164 355 195 | 2019-03-19
Nexif Energy Australia Pty Ltd | 57 611 276 236 | Generator | Lincoln Gap Wind Farm, Units 1-59 | Lincoln Gap Wind Farm (Operations) Pty Ltd | 73 164 355 195 | 2019-03-19
Woodside Energy (Bass Strait) Pty Ltd | 29 004 228 004 | Generator | Longford Power Station Units 1 - 6 | Origin Energy Electricity Limited | 33 071 052 287 | 2014-02-11
Esso Australia Resources Pty Ltd | 62 091 829 819 | Generator | Longford Power Station Units 1 - 6 | Origin Energy Electricity Limited | 33 071 052 287 | 2014-02-11
Longreach Asset Company Pty Ltd | 82 616 057 848 | Generator | Longreach Solar Farm, Units 1-7 | Diamond Energy Pty Ltd | 97 107 516 334 | 2018-03-06
AGL Loy Yang Pty Ltd | 62 077 985 758 | Generator | Loy Yang A Power Station | AGL Loy Yang Marketing Pty Ltd | 19 105 758 316 | 2004-04-02
AGL Generation Holdco Pty Ltd | 46 155 768 291 | Generator | Loy Yang A Power Station, Units 1-4 | AGL Loy Yang Marketing Pty Ltd | 19 105 758 316 | 2021-08-03
AGL Generation Proprietary Limited | 17 155 344 077 | Generator | Loy Yang A Power Station, Units 1-4 | AGL Loy Yang Marketing Pty Ltd | 19 105 758 316 | 2021-08-03
Gippsland Power Pty Ltd | 30 077 851 079 | Generator | Loy Yang B Power Station, Units 1-2 | Alinta Energy Retail Sales Pty Ltd | 22 149 658 300 | 2018-07-19
Latrobe Power Pty Ltd | 42 055 983 563 | Generator | Loy Yang B Power Station, Units 1-2 | Alinta Energy Retail Sales Pty Ltd | 22 149 658 300 | 2018-07-19
LYB Australia Limited | 87 055 563 785 | Generator | Loy Yang B Power Station, Units 1-2 | Alinta Energy Retail Sales Pty Ltd | 22 149 658 300 | 2018-07-19
LYB Operations and Maintenance Pty Ltd | 66 055 563 696 | Generator | Loy Yang B Power Station, Units 1-2 | Alinta Energy Retail Sales Pty Ltd | 22 149 658 300 | 2018-07-19
LYB Ventures Australia Pty Ltd | 57 055 984 499 | Generator | Loy Yang B Power Station, Units 1-2 | Alinta Energy Retail Sales Pty Ltd | 22 149 658 300 | 2018-07-19
Traralgon Power Pty Ltd | 64 056 292 623 | Generator | Loy Yang B Power Station, Units 1-2 | Alinta Energy Retail Sales Pty Ltd | 22 149 658 300 | 2018-07-19
EDL LFG (NSW) Pty Ltd | 37 070 941 794 | Generator | Lucas Heights II Power Plant. | EDL Group Operations Pty Ltd | 39 055 555 416 | 13 December 1998 - 1 January 2013
Macarthur Windfarm Pty Ltd | 19 106 134 507 | Generator | Macarthur Wind Farm U 1-140 | AGL Hydro Partnership | 86 076 691 481 | 2012-08-21
Malakoff Wind Macarthur Pty Ltd | 124 383 688 | Generator | Macarthur Wind Farm U 1-140 | AGL Hydro Partnership | 86 076 691 481 | 2012-08-21
CQ Energy Pty Ltd as The Trustee for CQ Energy Unit Trust | 55 626 864 224 | Generator | Mannum - Adelaide Pipeline Pumping Station No 2, PV Units 1-6 | South Australian Water Corporation | 69 336 525 019 | 2021-08-10
CQ Energy Pty Ltd as The Trustee for CQ Energy Unit Trust | 55 626 864 224 | Generator | Mannum - Adelaide Pipeline Pumping Station No 3, PV Units 1-6 | South Australian Water Corporation | 69 336 525 019 | 2022-04-12
Maroona Wind Farm Pty Ltd | 79 158 692 598 | Generator | Maroona Wind Farm Units 1-2 | Alinta Energy Retail Sales Pty Ltd | 22 149 658 300 | 2018-01-02
Gildemeister LSG Solar Australia Pty Ltd | 69 619 064 078 | Generator | Maryrorough Solar Farm, Units 1-12 | Diamond Energy Pty Ltd | 97 107 516 334 | 2020-02-25
Maryrorough Solar Pty Ltd | 90 609 762 138 | Generator | Maryrorough Solar Farm, Units 1-12 | Diamond Energy Pty Ltd | 97 107 516 334 | 2020-02-25
CQ Energy Pty Ltd as The Trustee for CQ Energy Unit Trust | 55 626 864 224 | Generator | Metz Solar Farm, Units 1-54 | Metz ProjectCo Pty Ltd as trustee for the Metz ProjectCo Trust | 67 521 534 680 | 2022-03-29
Energy Solutions Pty Ltd | 32 610 914 059 | Generator | Metz Solar Farm, Units 1-54 | Metz ProjectCo Pty Ltd as trustee for the Metz ProjectCo Trust | 67 521 534 680 | 2022-03-29
FRV Services Australia Pty Limited | 60 151 469 662 | Generator | Metz Solar Farm, Units 1-54 | Metz ProjectCo Pty Ltd as trustee for the Metz ProjectCo Trust | 67 521 534 680 | 2022-03-29
Quintas Energy Australia Pty Ltd | 99 625 735 373 | Generator | Middlemount Solar Farm, Units 1-12 | Capricorn SF No1 Pty Ltd | 36 611 727 765 | 2020-12-08
Yurika Pty Ltd | 19 100 214 131 | Generator | Middlemount Solar Farm, Units 1-12 | Capricorn SF No1 Pty Ltd | 36 611 727 765 | 2020-12-08
ENcome Energy Performance Australia Pty Ltd | 45 619 428 929 | Generator | Middlemount Solar Farm, Units 1-12 | Capricorn SF No1 Pty Ltd | 36 611 727 765 | 2021-07-13
Millmerran Investment Company I Pte Ltd | 088 432 599 | Generator | Millmerran Power Plant. | Millmerran Energy Trader Pty Ltd | 23 084 923 973 | 2001-05-07
Millmerran Investment Company II Pte Ltd | 088 432 615 | Generator | Millmerran Power Plant. | Millmerran Energy Trader Pty Ltd | 23 084 923 973 | 2001-05-07
Millmerran Investment Company III Pte Ltd | 088 432 642 | Generator | Millmerran Power Plant. | Millmerran Energy Trader Pty Ltd | 23 084 923 973 | 2001-05-07
Millmerran Investment Company IV Pte Ltd | 088 432 679 | Generator | Millmerran Power Plant. | Millmerran Energy Trader Pty Ltd | 23 084 923 973 | 2001-05-07
Millmerran Investment Company V Pte Ltd | 088 432 722 | Generator | Millmerran Power Plant. | Millmerran Energy Trader Pty Ltd | 23 084 923 973 | 2001-05-07
Millmerran Investment Company VI Pte Ltd | 088 432 795 | Generator | Millmerran Power Plant. | Millmerran Energy Trader Pty Ltd | 23 084 923 973 | 2001-05-07
Millmerran Operating Company Pty Ltd | 083 536 181 | Generator | Millmerran Power Plant. | Millmerran Energy Trader Pty Ltd | 23 084 923 973 | 2001-05-07
Queensland Power (Australia) Pty Ltd | 087 293 409 | Generator | Millmerran Power Plant. | Millmerran Energy Trader Pty Ltd | 23 084 923 973 | 2001-05-07
Queensland Power Company Limited | 087 293 583 | Generator | Millmerran Power Plant. | Millmerran Energy Trader Pty Ltd | 23 084 923 973 | 2001-05-07
CQ Energy Pty Ltd as trustee for the CQ Energy Unit Trust | 55 626 864 224 | Generator | Molong Solar Farm Units 1-22 | Molong Operationsco Pty Ltd (ACN 620 958 885) as trustee of the Molong Operations Trust | 89 580 081 061 | 2020-11-10
Gransolar Construccion De Proyectos SL | 48 614 561 572 | Generator | Molong Solar Farm Units 1-22 | Molong Operationsco Pty Ltd (ACN 620 958 885) as trustee of the Molong Operations Trust | 89 580 081 061 | 2020-11-10
Goldwind Australia Pty Ltd | 32 140 108 390 | Generator | Moorabool Wind Farm, Units 1-104 | Moorabool Wind Farm Interface Company Pty Ltd | 58 615 752 317 | 2022-04-05
Goldwind Capital (Australia) Pty Ltd | 34 142 403 950 | Generator | Moorabool Wind Farm, Units 1-104 | Moorabool Wind Farm Interface Company Pty Ltd | 58 615 752 317 | 2022-04-05
Moorabool Wind Farm Pty Ltd | 67 135 829 846 | Generator | Moorabool Wind Farm, Units 1-104 | Moorabool Wind Farm Interface Company Pty Ltd | 58 615 752 317 | 2022-04-05
Moorabool South Wind Farm Pty Ltd | 58 136 355 863 | Generator | Moorabool Wind Farm, Units 1-104 | Moorabool Wind Farm Interface Company Pty Ltd | 58 615 752 317 | 2022-04-05
AGL Energy Services Pty Ltd | 57 074 821 720 | Generator | Moranbah Generation Project Unit 1 | AGL Australia Markets Pty Limited | 26 118 609 813 | 2022-06-28
The Trustee for Sustainable Energy Infrastructure Trust | 50 746 683 694 | Generator | Moranbah Generation Project Unit 1 | AGL Australia Markets Pty Limited | 26 118 609 813 | 2022-06-28
EDL Group Operations Pty Ltd | 39 055 555 416 | Generator | Moranbah North Power Station | EDL Projects (Australia) Pty Ltd | 37 084 776 616 | 2008-06-20
FRV Services Australia Pty Limited | 60 151 469 662 | Generator | Moree Solar Farm, Units 1-56 | Moree Asset Co Pty Ltd as the trustee for Moree Asset Trust | 44 642 641 419 | 2022-06-14
CQ Energy Pty Ltd as the trustee for CQ Energy Unit Trust | 55 626 864 224 | Generator | Moree Solar Farm, Units 1-56 | Moree Asset Co Pty Ltd as the trustee for Moree Asset Trust | 44 642 641 419 | 2022-06-14
CQ Energy Pty Ltd as The Trustee for CQ Energy Unit Trust | 55 626 864 224 | Generator | Morgan-Whyalla Pipeline Pumping Station No 1, PV Units 1-2 | South Australian Water Corporation | 69 336 525 019 | 2021-02-09
CQ Energy Pty Ltd as The Trustee for CQ Energy Unit Trust | 55 626 864 224 | Generator | Morgan-Whyalla Pipeline Pumping Station No 2, PV Units 1-2 | South Australian Water Corporation | 69 336 525 019 | 2021-02-09
CQ Energy Pty Ltd as The Trustee for CQ Energy Unit Trust | 55 626 864 224 | Generator | Morgan-Whyalla Pipeline Pumping Station No 3, PV Units 1-3 | South Australian Water Corporation | 69 336 525 019 | 2020-10-26
CQ Energy Pty Ltd as The Trustee for CQ Energy Unit Trust | 55 626 864 224 | Generator | Morgan-Whyalla Pipeline Pumping Station No 4, PV Units 1-2 | South Australian Water Corporation | 69 336 525 019 | 2021-02-02
Origin Energy Power Limited | 93 008 289 398 | Generator | Mortlake Power Station Units 1-2 | Origin Energy Electricity Limited | 33 071 052 287 | 2011-08-01
Acciona Energy Australia Global Pty Ltd | 54 600 910 647 | Generator | Mortlake South Wind Farm, Units 1-35 | Mortlake South Wind Farm Pty Ltd | 12 622 271 363 | 2022-06-28
Goldwind Australia Pty Ltd | 32 140 108 390 | Generator | Mortons Lane Wind Farm 1 - 13 | Mortons Lane Windfarm Pty Limited | 37 123 367 600 | 2012-11-09
Mount Emerald Wind Farm Pty Ltd | 19 149 050 322 | Generator | Mount Emerald Wind Farm, Units 1-53 | Ergon Energy Queensland Pty Ltd | 11 121 177 802 | 2018-08-14
RATCH-Australia Corporation Limited | 31 106 617 332 | Generator | Mount Emerald Wind Farm, Units 1-53 | Ergon Energy Queensland Pty Ltd | 11 121 177 802 | 2018-08-14
ESCO PACIFIC ASSET MANAGEMENT PTY LTD | 57 623 340 376 | Generator | Moura Solar Farm, Units 1-36 | Moura Solar Farm SPV Pty Ltd as the trustee for Moura Solar Farm Unit Trust | 73 167 400 650 | 2022-10-18
METKA EGN AUSTRALIA (QLD) PTY LTD | 90 650 452 850 | Generator | Moura Solar Farm, Units 1-36 | Moura Solar Farm SPV Pty Ltd as the trustee for Moura Solar Farm Unit Trust | 73 167 400 650 | 2022-10-18
Enercon GmbH | 108 142 052 | Generator | Mt Millar Wind Farm | Mt Millar Wind Farm Pty Ltd | 67 107 673 361 | 2007-12-06
EnergyAustralia NSW Pty Ltd | 75 163 935 635 | Generator | Mt Piper Power Station Unit 1 - 2 | EnergyAustralia Pty Ltd | 99 086 014 968 | 2013-09-03
UGL ENGINEERING Pty Ltd | 96 096 365 972 | Generator | Mugga Lane Solar Park Unit 1 | Mugga Lane Solar Park Pty Ltd | 32 156 565 641 | 2016-11-14
Australia and New Zealand Banking Group Limited | 11 005 357 522 | Generator | Murra Warra Farm, Units 1-61 | Telstra Energy (Generation) Pty Ltd | 32 613 554 233 | 2019-03-19
Coca-Cola Amatil Limited | 26 004 139 397 | Generator | Murra Warra Farm, Units 1-61 | Telstra Energy (Generation) Pty Ltd | 32 613 554 233 | 2019-03-19
Monash University | 12 377 614 012 | Generator | Murra Warra Farm, Units 1-61 | Telstra Energy (Generation) Pty Ltd | 32 613 554 233 | 2019-03-19
Murra Warra Project Co Pty Ltd (ACN 616 990 731) as Trustee for the Murra Warra Project Trust | 99 821 016 955 | Generator | Murra Warra Farm, Units 1-61 | Telstra Energy (Generation) Pty Ltd | 32 613 554 233 | 2019-03-19
RES Australia Pty Ltd | 55 106 637 754 | Generator | Murra Warra Farm, Units 1-61 | Telstra Energy (Generation) Pty Ltd | 32 613 554 233 | 2019-03-19
Telstra Corporation Limited | 33 051 775 556 | Generator | Murra Warra Farm, Units 1-61 | Telstra Energy (Generation) Pty Ltd | 32 613 554 233 | 2019-03-19
Telstra Group Limited | 56 650 620 303 | Generator | Murra Warra Farm, Units 1-61 | Telstra Energy (Generation) Pty Ltd | 32 613 554 233 | 2023-01-01
The University of Melbourne | 84 002 705 224 | Generator | Murra Warra Farm, Units 1-61 | Telstra Energy (Generation) Pty Ltd | 32 613 554 233 | 2019-03-19
General Electric International Inc. | 85 002 420 751 | Generator | Murra Warra Wind Farm Stage 2, Units1-38 | Murra Warra II Project Co Pty Ltd as Trustee for the Murra Warra II Project Trust | 82 961 145 141 | 2022-02-15
RES Australia Pty Ltd | 55 106 637 754 | Generator | Murra Warra Wind Farm Stage 2, Units1-38 | Murra Warra II Project Co Pty Ltd as Trustee for the Murra Warra II Project Trust | 82 961 145 141 | 2022-02-15
CQ Energy Pty Ltd as The Trustee for CQ Energy Unit Trust | 55 626 864 224 | Generator | Murray Bridge-Onkaparinga Pipeline Pumping Station No 2, Solar Units 1-5 | South Australian Water Corporation | 69 336 525 019 | 2022-01-11
Musselroe Wind Farm Pty Ltd | 18 113 161 247 | Generator | Musselroe Wind Farm Units 1-56 | Hydro-Electric Corporation | 48 072 377 158 | 2013-03-11
Windlab Asset Management Pty Ltd | 34 605 094 666 | Generator | Nevertire solar Farm Units 1-48 | Elliott Nevertire Solar Pty Ltd as the Trustee for Elliott Nevertire Trust | 33 893 459 797 | 2019-12-02
ACEN Australia Pty Ltd | 27 616 856 672 | Generator | New England Solar Farm – Units 1-288 | NESF Pty Ltd As Trustee of the New England Solar Project Trust | 45 494 489 821 | 2022-12-20
CQ Energy Pty Ltd as The Trustee for CQ Energy Unit Trust | 55 626 864 224 | Generator | New England Solar Farm – Units 1-288 | NESF Pty Ltd As Trustee of the New England Solar Project Trust | 45 494 489 821 | 2022-12-20
Green Light Contractors Pty Ltd | 83 168 435 658 | Generator | New England Solar Farm – Units 1-288 | NESF Pty Ltd As Trustee of the New England Solar Project Trust | 45 494 489 821 | 2022-12-20
AGL Hydro Partnership | 86 076 691 481 | Generator | North Brown Hill Wind Farm units 1 - 63 | AGL SA Generation Pty Limited | 84 081 074 204 | 2017-07-18
North Brown Hill Pty Limited | 55 135 520 222 | Generator | North Brown Hill Wind Farm units 1 - 63 | AGL SA Generation Pty Limited | 84 081 074 204 | 2017-07-18
PARF Company 5 Pty Ltd (ABN 47 613 790 453) and PARF Company 6 Pty Ltd | 81 613 790 659 | Generator | Nyngan Solar Plant | AGL Hydro Partnership | 86 076 691 481 | 2023-02-07
Oakey 1 Asset Company Pty Ltd | 47 616 058 069 | Generator | Oakey 1 Solar Farm, Units 1-12 | Diamond Energy Pty Ltd | 97 107 516 334 | 2019-03-12
RE Oakey Pty Ltd | 38 160 581 626 | Generator | Oakey 2 Solar Farm, Units 1-26 | Diamond Energy Pty Ltd | 97 107 516 334 | 2019-09-03
Oakey Power Holdings Pty Ltd | 56 075 260 794 | Generator | Oakey Power Station | ERM Power Retail Pty Ltd | 87 126 175 460 | 2015-01-01
Oaklands Hill Wind Farm Pty Ltd | 88 126 595 935 | Generator | Oaklands Hill Wind Farm Units 1 - 32 | AGL Hydro Partnership | 86 076 691 481 | 2011-08-05
EDL Group Operations Pty Ltd | 39 055 555 416 | Generator | Oaky Creek 2 Mine Power Station | EDL (OCI) Pty Ltd | 85 113 489 295 | 2016-01-04
Envirogen (Oaky) Pty Ltd | 85 113 489 295 | Generator | Oaky Creek Mine Power Station | Origin Energy Electricity Limited | 33 071 052 287 | 2013-10-04
EDL Group Operations Pty Ltd | 39 055 555 416 | Generator | Pedler Creek Landfill Gas Power Station Units 1-3 | EDL LFG (SA) Pty Ltd | 21 055 640 321 | 2013-04-01
AGL Southern Hydro (NSW) Pty Limited | 73 056 452 601 | Generator | Pindari Hydro Power Station | AGL Hydro Partnership | 86 076 691 481 | 2006-08-25
PAREP1 Pty Limited | 68 619 723 867 | Generator | Port Augusta Renewable Energy Park, Units 1-86 | Iberdrola Australia Energy Markets Pty Limited | 47 128 696 097 | 2022-09-06
Origin Energy Power Limited | 93 008 289 398 | Generator | Quarantine Power Station Unit 5 | Origin Energy Electricity Limited | 33 071 052 287 | 2008-12-19
Origin Energy Power Limited | 93 008 289 398 | Generator | Quarantine Power Station. | Origin Energy Electricity Limited | 33 071 052 287 | 2001-10-19
Global Power Generation Australia Pty Ltd | 74 130 542 031 | Generator | Queanbeyan Battery Energy Storage System (BESS), Units 1-8 | Berrybank 2 Asset Pty Ltd as trustee for Berrybank 2 Asset Trust | 66 420 407 293 | 2022-07-05
LMS Energy Pty Ltd | 39 059 428 474 | Generator | Remount | LUMO Generation SA Pty Ltd | 87 115 291 042 | 2006-12-20
LMS Energy Pty Ltd | 39 059 428 474 | Generator | Rochedale and Whitwood Road Renewable Energy Facilities | Origin Energy Electricity Limited | 33 071 052 287 | 2011-09-23
Palisade Asset Management Pty Ltd | 37 606 141 119 | Generator | Ross River Solar Farm, Units 1-64 | Ross River Operations Pty Ltd as the Trustee for the Ross River Operations Trust | 49 588 936 886 | 2018-06-26
Suzlon Energy Australia Pty Ltd | 55 107 631 176 | Generator | Ross River Solar Farm, Units 1-64 | Ross River Operations Pty Ltd as the Trustee for the Ross River Operations Trust | 49 588 936 886 | 2020-11-17
TW Power Services Pty Ltd | 50 112 723 181 | Generator | Ross River Solar Farm, Units 1-64 | Ross River Operations Pty Ltd as the Trustee for the Ross River Operations Trust | 49 588 936 886 | 2018-06-26
Royalla Asset Pty Ltd ATF Royalla Asset Trust | 58 169 071 887 | Generator | Royalla Solar Farm, units 1-20 | FRV Royalla Solar Farm Pty Limited | 29 158 394 67 | 2014-05-06
Adani Renewable Asset Holdings Pty Ltd | 96 620 876 100 | Generator | Rugby Run Solar Farm, Units 1-25 | Braemar Power Project Pty Ltd | 54 113 386 600 | 2019-05-28
Adani Rugby Run Pty Ltd (ACN 620 965 755) as Trustee for the Adani Rugby Run Trust | 15 181 730 931 | Generator | Rugby Run Solar Farm, Units 1-25 | Braemar Power Project Pty Ltd | 54 113 386 600 | 2019-05-28
South Australian Water Corporation | 69 336 525 019 | Generator | SA Water Bolivar Waste Water Treatment (WWT) Plant Units 1-4 | Alinta Energy Retail Sales Pty Ltd | 22 149 658 300 | 2015-01-05
Tilt Renewables Australia Pty Ltd | 15 101 038 331 | Generator | Salt Creek Wind Farm, Units 1-15 | Salt Creek Wind Farm Pty Ltd | 94 121 087 492 | 2018-05-29
CWP Asset Management Pty Ltd | 41 143 399 179 | Generator | Sapphire Wind Farm Units 1-75 | The Trustee for the SWF1 Operations Trust | 34 830 863 882 | 2017-12-05
FRV Services Australia Pty Ltd | 60 151 469 662 | Generator | Sebastopol Solar Farm, Units 1-40 | Sebastopol Asset Co Pty Ltd as Trustee for the Sebastopol Asset Trust | 37 872 674 686 | 2021-11-02
Energy Solutions Pty Ltd | 32 610 914 059 | Generator | Sebastopol Solar Farm, Units 1-40 | Sebastopol Asset Co Pty Ltd as Trustee for the Sebastopol Asset Trust | 37 872 674 686 | 2021-11-02
Diamond Energy Generation Pty Ltd | 32 114 514 895 | Generator | Shepparton Wastewater Treatment Facility Unit 1 | Diamond Energy Pty Ltd | 97 107 516 334 | 2008-11-27
Eraring Ene | 31 357 688 069 | Generator | Shoalhaven Power Station Units 1-4 (made up of Bendeela 1-2 and Kangaroo Valley 3-4) | Origin Energy Electricity Limited | 33 071 052 287 | 2011-03-02
PARF Company 8 Pty Ltd as the Trustee of the Silverton Project Trust | 33 735 116 532 | Generator | Silverton Wind Farm, Units 1-58 | AGL PARF NSW Pty Ltd | 33 615 408 770 | 2018-02-26
Nexif Energy Australia Pty Ltd | 57 611 276 236 | Generator | Snapper Point Power Station, Units 1-5 | Port Adelaide Energy Pty Ltd | 83 105 607 538 | 2021-12-21
Nexif Energy Australia Management Pty Ltd | 34 619 325 567 | Generator | Snapper Point Power Station, Units 1-5 | Port Adelaide Energy Pty Ltd | 83 105 607 538 | 2021-12-21
CQ Energy Pty Ltd as trustee for the CQ Energy Unit Trust | 55 626 864 224 | Generator | Snapper Point Power Station, Units 1-5 | Port Adelaide Energy Pty Ltd | 83 105 607 538 | 2021-12-21
State Owned Generators Leasing Co Pty Ltd | 94 638 786 599 | Generator | Snapper Point Power Station, Units 1-5 | Port Adelaide Energy Pty Ltd | 83 105 607 538 | 2021-12-21
Snowtown South Wind Farm Pty Ltd | 50 156 407 313 | Generator | Snowtown South Wind Farm Units 1 - 42 | Snowtown Wind Farm Stage 2 Pty Ltd | 85 155 626 252 | 2013-09-10
AGL Power Generation (VIC) Pty Ltd | 45 086 586 192 | Generator | Somerton Power Station | AGL Hydro Partnership | 86 076 691 481 | 2001-12-12
South East Water Limited | 89 066 902 547 | Generator | South East Water - Hallam Hydro Plant Unit 1 | Progressive Green Pty Ltd | 27 130 175 343 | 2008-07-04
Starfish Hill Wind Farm Pty Ltd | 54 099 761 261 | Generator | Starfish Hill Wind Farm Units 1 to 23 | Tarong Energy Corporation Pty Ltd | 52 078 848 736 | 2003-04-04
Goldwind Capital (Australia) Pty Ltd | 34 142 403 950 | Generator | Stockyard Hill Wind Farm Units 1-134 | Stockyard Hill Wind Farm Pty Ltd | 71 118 119 501 | 2021-07-08
Goldwind Australia Pty Ltd | 32 140 108 390 | Generator | Stockyard Hill Wind Farm Units 1-134 | Stockyard Hill Wind Farm Pty Ltd | 71 118 119 501 | 2021-07-08
Goldwind Australia Pty Ltd | 32 140 108 390 | Generator | Stockyard Hill Wind Farm Units 135-149 | Stockyard Hill Wind Farm Pty Ltd | 71 118 119 501 | 2022-03-01
Goldwind Capital (Australia) Pty Ltd | 34 142 403 950 | Generator | Stockyard Hill Wind Farm Units 135-149 | Stockyard Hill Wind Farm Pty Ltd | 71 118 119 501 | 2022-03-01
CQ Energy Pty Ltd as trustee for the CQ Energy Unit Trust | 55 626 864 224 | Generator | Sunraysia Solar Farm Units 1-104 | Sunraysia Solar Project Pty Ltd (ACN 612 072 536) as trustee of Sunraysia Solar Project Trust | 86 116 311 664 | 2020-11-10
Decmil Australia Pty Ltd | 58 116 776 991 | Generator | Sunraysia Solar Farm Units 1-104 | Sunraysia Solar Project Pty Ltd (ACN 612 072 536) as trustee of Sunraysia Solar Project Trust | 86 116 311 664 | 2020-11-10
Maoneng Australia Pty Ltd | 16 610 857 746 | Generator | Sunraysia Solar Farm Units 1-104 | Sunraysia Solar Project Pty Ltd (ACN 612 072 536) as trustee of Sunraysia Solar Project Trust | 86 116 311 664 | 2020-11-10
Sunshine Coast Regional Council | 37 876 973 913 | Generator | Sunshine Coast Solar Farm, Unit 1 | Diamond Energy Pty Ltd | 97 107 516 334 | 2017-06-29
Beak Industries Pty Ltd | 22 009 535 184 | Generator | Sunshine Energy Park | Energex Retail Pty Ltd | 97 078 848 549 | 2002-01-04
Quintas Energy Australia Pty Ltd | 99 625 735 373 | Generator | Suntop Solar Farm Units 1-110 | Suntop SF Pty Ltd (ACN 639 336 913) as trustee for the Suntop Asset Trust | 27 936 338 087 | 2021-07-27
Canadian Solar O&M (Australia) Pty Ltd | 31 620 225 809 | Generator | Suntop Solar Farm Units 1-110 | Suntop SF Pty Ltd (ACN 639 336 913) as trustee for the Suntop Asset Trust | 27 936 338 087 | 2021-07-27
Biosar Australia Pty Ltd | 55 620 817 665 | Generator | Susan River Solar Farm, Units 1-49 | Susan River Solar Pty Ltd ATF Susan River Solar Trust | 75 778 423 009 | 2018-12-17
ESCO Pacific Asset Management Pty Ltd | 57 623 340 376 | Generator | Susan River Solar Farm, Units 1-49 | Susan River Solar Pty Ltd ATF Susan River Solar Trust | 75 778 423 009 | 2018-12-17
Mecrus Pty Ltd | 35 088 126 756 | Generator | Symex Plant Unit 1 | Energy Response Pty Ltd (Trading as Energy Response) | 49 104 710 278 | 2010-04-23
Symex Holdings Limited | 29 091 035 353 | Generator | Symex Plant Unit 1 | Energy Response Pty Ltd (Trading as Energy Response) | 49 104 710 278 | 2010-04-23
MSF Sugar Pty Ltd | 11 009 658 708 | Generator | Tableland Mill, Unit 2 | MP Tableland Green Power Pty Ltd | 17 614 688 69 | 2019-09-10
One Asset Management AR Pty Ltd as The Trustee for Tailem Bend Solar Asset Trust | 25 226 861 648 | Generator | Tailem Bend Solar Project 1, Units 1-54 | Vena Energy Services (Australia) Pty Ltd | 89 609 132 747 | 2019-02-05
One Investment Management Pty Limited as The Trustee for Tailem Bend Solar Operating Trust | 35 635 157 114 | Generator | Tailem Bend Solar Project 1, Units 1-54 | Vena Energy Services (Australia) Pty Ltd | 89 609 132 747 | 2019-02-05
EnergyAustralia Tallawarra Pty Ltd | 69 081 074 142 | Generator | Tallawarra Power Station Unit 1 | EnergyAustralia Pty Ltd | 99 086 014 968 | 2008-10-14
AETV Pty Ltd | 29 123 391 613 | Generator | Tamar Valley Combined Cycle Power Station: Units 1-2 | Hydro-Electric Corporation, trading as Hydro Tasmania | 48 072 377 158 | 2019-10-10
Taralga Wind Farm Nominees No 1 Pty Ltd | 52 159 439 611 | Generator | Taralga Wind Farm, Units 1-51 | Taralga Wind Farm Nominees No 2 Pty Ltd (ATF Taralga Wind Farm Operating Trust) | 31 159 439 522 | 2014-12-11
Tarong North Pty Ltd | 91 102 191 793 | Generator | Tarong North Power Station Unit 1 | Stanwell Corporation | 37 078 848 674 | 2011-07-01
TN Power Pty Ltd | 56 099 730 042 | Generator | Tarong North Power Station Unit 1 | Stanwell Corporation | 37 078 848 674 | 2011-07-01
Diamond Energy Generation Pty Ltd | 32 114 514 895 | Generator | Tatura Biomass Generator Unit 1 | Diamond Energy Pty Ltd | 97 107 516 334 | 2006-09-20
EDL Group Operations Pty Ltd | 39 055 555 416 | Generator | Tea Tree Gully Landfill Gas Power Station Unit 1 | EDL LFG (SA) Pty Ltd | 21 055 640 321 | 2013-04-01
State Owned Generators Leasing Company Pty Ltd | 94 638 786 599 | Generator | Temporary Generation North Units 1-5 | SA Power Networks | 13 332 330 749 | 2020-08-25
State Owned Generators Leasing Company Pty Ltd | 94 638 786 599 | Generator | Temporary Generation South Units 1-4 | Infigen Energy SAGT Pty Limited | 77 635 710 360 | 2020-11-01
AGL Hydro Partners | 86 076 691 481 | Generator | The Bluff Wind Farm Units 1 - 25 | AGL SA Generation Pty Limited | 84 081 074 204 | 2017-07-18
Hallet 5 Pty Ltd | 74 154 281 160 | Generator | The Bluff Wind Farm Units 1 - 25 | AGL SA Generation Pty Limited | 84 081 074 204 | 2017-07-18
SPI PowerNet Pty Ltd | 079 798 173 | Network Service Provider | The deed given by CitiPower Pty and SPI PowerNet Pty Ltd in favour of NEMMCO dated 8 December 1998 | CitiPower Pty Ltd | 75 569 155 798 | 1998-12-13
SPI PowerNet Pty Ltd | 78 079 798 173 | Network Service Provider | The deed given by Powercor Australia Limited and SPI PowerNet Pty Ltd in favour of NEMMCO dated 24 June 1999 | Powercor Australia Limited | 89 064 651 109 | 2003-04-04
Alinta Network Services Pty Ltd | 52 104 352 650 | Network Service Provider | The distribution fixed assets and distribution system as defined in United Energy Distribution Pty Ltd’s Victorian electricity distribution licence. | United Energy Distribution Pty Ltd | 70 064 651 029 | 2004-04-14
CKI Utilities Development Limited | 090 718 880 | Network Service Provider | The distribution network which is the subject of the distribution licence issued under the Electricity Act 1996 (SA) | Utilities Management Pty Ltd | 090 664 878 | 2000-01-28
CKI Utilities Holdings Limited | 091 142 380 | Network Service Provider | The distribution network which is the subject of the distribution licence issued under the Electricity Act 1996 (SA) | Utilities Management Pty Ltd | 090 664 878 | 2000-01-28
CKI/HEI Utilities Distribution Limited | 091 143 038 | Network Service Provider | The distribution network which is the subject of the distribution licence issued under the Electricity Act 1996 (SA) | Utilities Management Pty Ltd | 090 664 878 | 2000-01-28
HEI Utilities Development Limited | 50 091 142 362 | Network Service Provider | The distribution network which is the subject of the distribution licence issued under the Electricity Act 1996 (SA) | Utilities Management Pty Ltd | 090 664 878 | 2000-01-28
HEI Utilities Development Limited | 50 091 142 362 | Network Service Provider | The distribution network which is the subject of the distribution licence issued under the Electricity Act 1996 (SA) | Utilities Management Pty Ltd | 090 664 878 | 2000-01-28
SNC-Lavalin Investment Australia Pty Ltd | 31 095 833 462 | Network Service Provider | The transmission network to be known as the “Murraylink” interconnector between the South Australia and Victoria regions | Murraylink Transmission Company Pty Ltd | 42 089 875 605 | 2002-10-18
Murraylink HQI Australia Pty Ltd | 76 095 760 375 | Network Service Provider | The transmission network to be known as the “Murraylink” interconnector between the South Australia and Victoria regions. | Murraylink Transmission Company Pty Ltd | 42 089 875 605 | 2002-10-18
Timboon West Wind Farm Pty Ltd | 85 608 348 287 | Generator | Timboon West Wind Farm, Units 1-2 | Alinta Energy Retail Sales Pty Ltd | 22 149 658 300 | 2018-10-09
EDL CSM (NSW) Pty Ltd | 66 064 847 490 | Generator | Tower Power Station, Units 1-40 | EDL Group Operations Pty Ltd | 39 055 555 416 | 2020-02-01
RATCH-Australia Townsville Pty Limited | 65 075 001 991 | Generator | Townsville Power Station Units 1-2 | AGL Hydro Partnership | 86 076 691 481 | 2007-12-01
AGL Energy Limited | 74 115 061 375 | Generator | Townsville Power Station Units 1-2 | AGL Hydro Partnership | 86 076 691 481 | 2009-03-23
Origin Energy Uranquinty Power Pty Ltd | 26 120 384 938 | Generator | Uranquinty Power Station Units 1-4 | Origin Energy Electricity Limited | 33 071 052 287 | 2020-02-04
Vales Point Investments Pty Ltd as trustee for Vales Point Discretionary Trust | 608 798 278 | Generator | Vales Point Power Station | Delta Electricity | 75 162 696 335 | 2015-12-18
Waratah Energy Pty Ltd | 64 166 785 619 | Generator | Vales Point Power Station | Delta Electricity | 75 162 696 335 | 2015-12-18
Valley Power Pty Ltd | 16 083 964 470 | Generator | Valley Power Peaking Facility Units 1-6 | Snowy Hydro Ltd | 17 090 574 431 | 2012-02-01
Contact Peaker Australia Pty Ltd | 24 097 586 724 | Generator | Valley Power Peaking Facility Units 5 and 6. | Valley Power Pty Ltd | 16 083 964 470 | 2002-11-13
Edison Mission Operation & Maintenance Loy Yang Pty Ltd | 055 563 696 | Generator | Valley Power Peaking Facility. | Valley Power Pty Ltd | 16 083 964 470 | 2001-12-10
Sucrogen (Herbet) Pty Ltd | 92 099 000 361 | Generator | Victoria Mill Units 1 - 2 | Wilmar Sugar Pty Ltd | 44 081 581 792 | 2011-08-09
Neoen Australia Pty Ltd | 57 160 905 706 | Generator | Victorian Big Battery Units 1-212 | Victorian Big Battery Pty Ltd | 91 644 584 421 | 2021-07-27
Metka EGN Australia Holdings Two Pty Ltd as trustee of Metka EGN Australia Holdings Trust | 96 579 785 264 | Generator | Wagga North Solar Farm, Units 1-34 | Wagga Wagga Operationsco Pty Ltd as trustee for Wagga Wagga Operations Trust | 74 319 039 965 | 2021-06-08
Metka EGN Australia Pty Ltd | 29 627 887 709 | Generator | Wagga North Solar Farm, Units 1-34 | Wagga Wagga Operationsco Pty Ltd as trustee for Wagga Wagga Operations Trust | 74 319 039 965 | 2021-06-08
Vector Cuatro Australia Pty Ltd | 44 628 702 545 | Generator | Wagga North Solar Farm, Units 1-34 | Wagga Wagga Operationsco Pty Ltd as trustee for Wagga Wagga Operations Trust | 74 319 039 965 | 2021-06-08
EnergyAustralia NSW Pty Ltd | 75 163 935 635 | Generator | Wallerawang Power Station Unit 7 - 8 | EnergyAustralia Pty Ltd | 99 086 014 968 | 2013-09-03
NSW Electricity Networks Operations Pty Limited as trustee for NSW Electricity Networks Operations Trust | 70 250 995 390 | Generator | Wallgrove BESS 1, Units 1-36 | Iberdrola Australia Wallgrove Pty Limited | 23 643 582 156 | 2021-10-26
Wandoan BESS Project Co Pty Ltd as Trustee for Wandoan BESS Project Trust | 58 977 490 455 | Generator | Wandoan Battery Energy Storage System, Units 1-34 | AGL Sales (Queensland Electricity) Pty Limited | 66 078 875 902 | 2021-07-06
CQ Energy Pty Ltd as The Trustee for CQ Energy Unit Trust | 55 626 864 224 | Generator | Warwick Solar Farm 1, Units 1-24 | The University of Queensland | 63 942 912 684 | 2020-09-22
Lendlease Services Pty Limited | 87 081 540 847 | Generator | Warwick Solar Farm 1, Units 1-24 | The University of Queensland | 63 942 912 684 | 2020-09-22
CQ Energy Pty Ltd as The Trustee for CQ Energy Unit Trust | 55 626 864 224 | Generator | Warwick Solar Farm 2, Units 1-24 | The University of Queensland | 63 942 912 684 | 2020-09-22
Lendlease Services Pty Limited | 87 081 540 847 | Generator | Warwick Solar Farm 2, Units 1-24 | The University of Queensland | 63 942 912 684 | 2020-09-22
AGL Hydro Partners | 86 076 691 481 | Generator | Wattle Point Wind Farm Units 1 to 55 | AGL SA Generation Pty Limited | 84 081 074 204 | 2017-06-29
Wattle Point Wind Farm Pty Ltd | 34 101 023 447 | Generator | Wattle Point Wind Farm Units 1 to 55 | AGL SA Generation Pty Limited | 84 081 074 204 | 2017-06-29
CQ Energy Pty Ltd as The Trustee for CQ Energy Unit Trust | 55 626 864 224 | Generator | Wellington Solar Farm, Units 1 - 132 | Lightsource Australia SPV 4 Pty Ltd | 56 631 494 221 | 2020-11-04
Lightsource Asset Management Australia Pty Ltd | 36 636 874 621 | Generator | Wellington Solar Farm, Units 1 - 132 | Lightsource Australia SPV 4 Pty Ltd | 56 631 494 221 | 2020-11-04
Sterling and Wilson Solar Australia Pty Ltd | 35 632 960 680 | Generator | Wellington Solar Farm, Units 1 - 132 | Lightsource Australia SPV 4 Pty Ltd | 56 631 494 221 | 2020-11-04
Lightsource Asset Management Australia Pty Ltd | 36 636 874 621 | Generator | West Wyalong Solar Farm, Units 1-29 | West Wyalong Fund Pty Ltd as The Trustee for West Wyalong Trust | 33 293 732 784 | 2022-09-27
PCL Constructors Pacific Rim Pty Ltd | 74 140 877 792 | Generator | West Wyalong Solar Farm, Units 1-29 | West Wyalong Fund Pty Ltd as The Trustee for West Wyalong Trust | 33 293 732 784 | 2022-09-27
CQ Energy Pty Ltd as The Trustee for CQ Energy Unit Trust | 55 626 864 224 | Generator | West Wyalong Solar Farm, Units 1-29 | West Wyalong Fund Pty Ltd as The Trustee for West Wyalong Trust | 33 293 732 784 | 2022-09-27
Neoen Australia Pty Ltd | 57 160 905 706 | Generator | Western Downs Green Power Hub | Western Downs Green Power Hub Pty Ltd as Trustee for Western Downs Green Power Hub Trust | 88 298 173 883 | 2022-05-31
CECEP Wind Power Australia Holding Pty Ltd | 19 611 615 402 | Generator | White Rock Wind and Solar Farm, Units 1-70; 71-78 | White Rock Wind Farm Pty Ltd | 45 153 592 173 | 2020-03-17
Goldwind Australia Pty Ltd | 32 140 108 390 | Generator | White Rock Wind and Solar Farm, Units 1-70; 71-78 | White Rock Wind Farm Pty Ltd | 45 153 592 173 | 6 July 2017; 21 August 2018
Goldwind Capital (Australia) Pty Ltd | 34 142 403 950 | Generator | White Rock Wind and Solar Farm, Units 1-70; 71-78 | White Rock Wind Farm Pty Ltd | 45 153 592 173 | 6 July 2017; 21 August 2018
Edify Energy Pty Ltd | 85 606 684 995 | Generator | Whitsunday Solar Farm, Units 1-23 | White Rock Wind Farm Pty Ltd | 20 615 715 270 | 2018-05-29
Gastar Power Pty Ltd | 45 128 295 063 | Generator | Wilga Park Power Station Units 1-4 | Narrabri Power Limited | 42 104 570 943 | 2008-09-22
EnergyAustralia Narrabri Gas Pty Ltd | 80 147 609 729 | Generator | Wilga Park Power Station Units 1-4 | Narrabri Power Limited | 42 104 570 943 | 2011-12-21
EDL Group Operations Pty Ltd | 39 055 555 416 | Generator | Wingfield 1 Landfill Gas Power Station Units 1-4 | EDL LFG (SA) Pty Ltd | 21 055 640 321 | 2013-04-01
EDL Group Operations Pty Ltd | 39 055 555 416 | Generator | Wingfield 2 Landfill Gas Power Station Units 1-4 | EDL LFG (SA) Pty Ltd | 21 055 640 321 | 2013-04-01
FRV Services Australia Pty Ltd | 60 151 469 662 | Generator | Winton Solar Farm, Units 1-1076 | Winton Asset Co Pty Ltd (ACN 623 824 288) as the Trustee for Winton Asset Trust | 22 313 259 458 | 2021-03-30
Gransolar Dessarollo y construccion SL | 48 614 561 572 | Generator | Winton Solar Farm, Units 1-1076 | Winton Asset Co Pty Ltd (ACN 623 824 288) as the Trustee for Winton Asset Trust | 22 313 259 458 | 2021-03-30
LMS Energy Pty Ltd | 39 059 428 474 | Generator | Wollert Renewable Energy Facility Units 1-6 | Lumo Energy Australia Pty Ltd | 69 100 528 327 | 2017-12-19
Regional Wind Farms Pty Ltd | 11 107 163 182 | Generator | Wonthaggi Wind Farms Units 1-6 | Progressive Green Pty Ltd | 27 130 175 343 | 2016-03-24
Woodlawn Bioreactor Energy Pty Ltd | 50 107 490 219 | Generator | Woodlawn Bioreactor Energy Generating Station Unit 1-6,7 | EnergyAustralia Pty Ltd | 99 086 014 968 | 2011-07-01
Woolnorth Bluff Point Wind Farm Pty Ltd | 31 095 369 396 | Generator | Woolnorth Bluff Point Wind Farm Units 1 to 37 | Hydro-Electric Corporation | 48 072 377 158 | 2005-04-04
Woolnorth Studland Bay Wind Farm Pty Ltd | 63 111 996 377 | Generator | Woolnorth Studland Bay Wind Farm Units 1 to 25 | Hydro-Electric Corporation | 48 072 377 158 | 2007-02-22
Lightsource Asset Management Australia Pty Ltd | 36 636 87 621 | Generator | Woolooga Solar Farm Units 1-89 | Woolooga Fund Pty Ltd as Trustee for the Woolooga Trust | 79 195 305 015 | 2022-05-24
CQ Energy Pty Ltd as The Trustee for CQ Energy Unit Trust | 55 626 864 224 | Generator | Woolooga Solar Farm Units 1-89 | Woolooga Fund Pty Ltd as Trustee for the Woolooga Trust | 79 195 305 015 | 2022-05-24
PCL Constructors Pacific Rim Pty Ltd | 74 140 877 792 | Generator | Woolooga Solar Farm Units 1-89 | Woolooga Fund Pty Ltd as Trustee for the Woolooga Trust | 79 195 305 015 | 2022-05-24
The Trustee for Sustainable Energy Infrastructure Trust | 50 746 683 694 | Generator | Woy Woy Landfill Site, Unit 1 | AGL Hydro Partnership | 86 076 691 481 | 2018-09-11
Risen Energy (Australia) Pty Ltd | 97 168 750 374 | Generator | Yarranlea Solar Farm | Yarranlea Solar Pty Ltd | 30 609 850 553 | 2020-01-07
AGL Southern Hydro (NSW) Pty Limited | 73 056 452 601 | Generator | Yarrawonga Hydro Power Station Units 1-2 | AGL Hydro Partnership | 86 076 691 481 | 2013-07-01
BayWa r.e. Solar Projects Pty Ltd | 27 618 779 623 | Generator | Yatpool Solar Farm, Units 1-36 | Yatpool Sun Farm Pty Ltd | 83 610 306 324 | 2020-11-17
CQ Energy Pty Ltd as The Trustee for CQ Energy Unit Trust | 55 626 864 224 | Generator | Yatpool Solar Farm, Units 1-36 | Yatpool Sun Farm Pty Ltd | 83 610 306 324 | 2020-11-17
Yawong Wind Farm Pty Ltd | 90 614 422 856 | Generator | Yawong Wind Farm, Units 1-2 | Alinta Energy Retail Sales Pty Ltd | 22 149 658 300 | 2018-11-13
RES Australia Pty Ltd | 55 106 637 754 | Generator | Yendon Wind Farm, Units 1-38 | Lal Lal Wind Farms Nom Co Pty Ltd | 37 625 768 774 | 2019-06-19

## Exemption - Central Dispatch
Company | ABN/ACN | Generating System | Basis for classification as a Non-scheduled Generator
RTA Yarwun Pty Ltd | 73 137 266 301 | Alumina Refinery | Clause 2.2.3 (b) (2) of the Rules – the physical and technical attributes of the relevant generating unit or generating units are such that NEMMCO is satisfied that it is not practicable for them to participate in central dispatch
EDL Group Operations Pty Ltd | 39 055 555 416 | Appin Power Station, Units 1-54 | Clause 2.2.3 (b) (2) of the Rules – the physical and technical attributes of the relevant generating unit or generating units are such that NEMMCO is satisfied that it is not practicable for them to participate in central dispatch
Hydro-Electric Corporation trading as Hydro Tasmania | 48 072 377 158 | Bell Bay Diesel Generator, Units 1-3 | Clause 2.2.3 (b) (2) of the Rules – the physical and technical attributes of the relevant generating unit or generating units are such that NEMMCO is satisfied that it is not practicable for them to participate in central dispatch
Cape Byron Management Pty Ltd | 26 165 320 445 | Broadwater Power Station Units 1 - 2 | Clause 2.2.3 (b) (2) of the Rules – the physical and technical attributes of the relevant generating unit or generating units are such that NEMMCO is satisfied that it is not practicable for them to participate in central dispatch
Essential Energy | 37 428 185 226 | Broken Hill Gas Turbines Units 1-2 | Clause 2.2.3 (b) (2) of the Rules – the physical and technical attributes of the relevant generating unit or generating units are such that NEMMCO is satisfied that it is not practicable for them to participate in central dispatch
Infigen Energy Markets Pty Limited | 47 128 696 097 | Capital Wind Farm | Clause 2.2.3 (b) (3) of the Rules – the output of the generating units is intermittent
Pacific Hydro Challicum Hills Pty Ltd | 88 101 989 744 | Challicum Hills Wind Farm | Clause 2.2.3 (b) (3) of the Rules – the output of the generating units is intermittent
Cape Byron Management Pty Ltd | 26 165 320 445 | Condong Power Station Unit 1 | Clause 2.2.3 (b) (2) of the Rules – the physical and technical attributes of the relevant generating unit or generating units are such that NEMMCO is satisfied that it is not practicable for them to participate in central dispatch
Origin Energy Electricity Pty Ltd | 33 071 052 287 | Cullerin Range Wind Farm | Committed generator at the 1st Jan 2008 – regarded as “potential semi-scheduled generator” and eligible to be non-schedule under clause 11.10A.4.
Arrow Energy Trading Pty Ltd | 68 139 053 133 | Daandine | Clause 2.2.3 (b) (2) of the Rules – the physical and technical attributes of the relevant generating unit or generating units are such that NEMMCO is satisfied that it is not practicable for them to participate in central dispatch
Origin Energy Electricity Pty Ltd | 33 071 052 287 | Eraring Power Station Gas Turbine Unit 1 | Clause 2.2.3 (b) (1) of the Rules – the primary purpose for which the relevant generating unit or generating units operate is local use and the sent out electricity rarely, if ever, exceeds 30MW; and Clause 2.2.3 (b) (2) - the physical and technical attributes are such that it is not practicable for it to participated in central dispatch
EDL CSM (QLD) Pty Ltd | 48 098 224 269 | German Creek | Clause 2.2.3 (b) (2) of the Rules – the physical and technical attributes of the relevant generating unit or generating units are such that NEMMCO is satisfied that it is not practicable for them to participate in central dispatch
Wilmar Sugar Pty Ltd | 44 081 051 792 | Invicta Mill | Clause 2.2.3 (b) (2) of the Rules – the physical and technical attributes of the relevant generating unit or generating units are such that NEMMCO is satisfied that it is not practicable for them to participate in central dispatch
Origin Energy Electricity Pty Ltd | 33 071 052 287 | Longford Plant | Clause 2.2.3 (b) (1) of the Rules – the primary purpose for which the relevant generating unit or generating units operate is local use and the sent out electricity rarely, if ever, exceeds 30MW
Paper Australia Pty Ltd | 63 061 583 533 | Maryvale Mill, Units 1-4 | Generating system with nameplate rating of more than 30 MW that does not export to the grid but wishes to provide unscheduled reserve through load reduction.
AGL Hydro Partnership | 86 076 691 481 | Moranbah North Power Station | Clause 2.2.3 (b) (2) of the Rules – the physical and technical attributes of the relevant generating unit or generating units are such that NEMMCO is satisfied that it is not practicable for them to participate in central dispatch
Pioneer Sugar Mills Pty Ltd | 63 009 889 856 | Pioneer Sugar Mill | Clause 2.2.3 (b) (2) of the Rules – the physical and technical attributes of the relevant generating unit or generating units are such that NEMMCO is satisfied that it is not practicable for them to participate in central dispatch
Pacific Hydro Portland Wind Farm Pty Ltd | 75 103 162 474 | Portland Wind Farm | Clause 2.2.3 (b) (3) of the Rules – the output of the generating units is intermittent
Mackay Sugar Limited | 12 057 463 671 | Racecourse Mill Units 1 - 3 | Clause 2.2.3 (b) (2) of the Rules – the physical and technical attributes of the relevant generating unit or generating units are such that NEMMCO is satisfied that it is not practicable for them to participate in central dispatch
Stanwell Corporation | 37 078 848 674 | Tarong Power Station Gas Turbine | Clause 2.2.3 (b) (1) of the Rules – the primary purpose for which the relevant generating unit or generating units operate is local use and the sent out electricity rarely, if ever, exceeds 30MW; and Clause 2.2.3 (b) (3) of the Rules – the output of the generating unit is intermittent
EDL Group Operations Pty Ltd | 39 055 555 416 | Tower Power Station, Units 1-40 | Clause 2.2.3 (b) (2) of the Rules – the physical and technical attributes of the relevant generating unit or generating units are such that NEMMCO is satisfied that it is not practicable for them to participate in central dispatch
Eraring Energy | 31 357 688 069 | Warragamba Power Station | Clause 2.2.3 (b) (3) of the Rules – the output of the generating unit is intermittent
Pyrenees Wind Energy Developments Pty Ltd | 31 097 047 268 | Waubra Wind Farm, Units 1-128 | Clause 2.2.3 (b) (3) of the Rules – the output of the generating unit is intermittent
Hydro-Electric Corporation | 48 072 377 158 | Woolnorth Wind Farm, Units 1-67 | Clause 2.2.3 (b) (3) of the Rules – the output of the generating units is intermittent
Energy Pacific (Victoria) Pty Ltd | 18 063 543 984 | Yambuk Wind Farm | Clause 2.2.3 (b) (3) of the Rules – the output of the generating units is intermittent

## Ancillary Services
Participant | Station Name | Region | DUID | Bid Type | Max Cap (MW) | Min Enablement Level | Max Enablement Level | Max Lower Angle | Max Upper Angle
Acacia Energy Pty Ltd | DRACAN1 | NSW1 | DRACAN1 | Raise5min | 1 | 0 | 0 | 90 | 90
Acacia Energy Pty Ltd | DRACAN1 | NSW1 | DRACAN1 | Raise60sec | 1 | 0 | 0 | 90 | 90
AGL Dalrymple Pty Limited | Dalrymple North BESS | SA1 | DALNTH01 | Raise5min | 30 | 0 | 30 | 90 | 45
AGL Dalrymple Pty Limited | Dalrymple North BESS | SA1 | DALNTH01 | Raise60sec | 30 | 0 | 30 | 90 | 45
AGL Dalrymple Pty Limited | Dalrymple North BESS | SA1 | DALNTH01 | Raise6sec | 30 | 0 | 30 | 90 | 45
AGL Dalrymple Pty Limited | Dalrymple North BESS | SA1 | DALNTHL1 | Lower5min | 30 | 0 | 30 | 90 | 45
AGL Dalrymple Pty Limited | Dalrymple North BESS | SA1 | DALNTHL1 | Lower60sec | 30 | 0 | 30 | 90 | 45
AGL Dalrymple Pty Limited | Dalrymple North BESS | SA1 | DALNTHL1 | Lower6sec | 30 | 0 | 30 | 90 | 45
AGL Energy Services Pty Limited | DR AES N VL1 | NSW1 | DRAESN1 | Lower5min | 1 | 0 | 0 | 90 | 90
AGL Energy Services Pty Limited | DR AES N VL1 | NSW1 | DRAESN1 | Lower60sec | 1 | 0 | 0 | 90 | 90
AGL Energy Services Pty Limited | DR AES N VL1 | NSW1 | DRAESN1 | Lower6sec | 1 | 0 | 0 | 90 | 90
AGL Energy Services Pty Limited | DR AES N VL1 | NSW1 | DRAESN1 | Raise5min | 1 | 0 | 0 | 90 | 90
AGL Energy Services Pty Limited | DR AES N VL1 | NSW1 | DRAESN1 | Raise60sec | 1 | 0 | 0 | 90 | 90
AGL Energy Services Pty Limited | DR AES N VL1 | NSW1 | DRAESN1 | Raise6sec | 1 | 0 | 0 | 90 | 90
AGL Hydro Partnership | Bogong / Mackay Power Station | VIC1 | MCKAY1 | Lower60sec | 73 | 0 | 300 | 45 | 90
AGL Hydro Partnership | Bogong / Mackay Power Station | VIC1 | MCKAY1 | Lower6sec | 17 | 0 | 300 | 45 | 90
AGL Hydro Partnership | Bogong / Mackay Power Station | VIC1 | MCKAY1 | Lowerreg | 300 | 0 | 300 | 45 | 90
AGL Hydro Partnership | Bogong / Mackay Power Station | VIC1 | MCKAY1 | Raise5min | 0 | 0 | 0 | 0 | 0
AGL Hydro Partnership | Bogong / Mackay Power Station | VIC1 | MCKAY1 | Raise60sec | 79 | 0 | 300 | 90 | 45
AGL Hydro Partnership | Bogong / Mackay Power Station | VIC1 | MCKAY1 | Raise6sec | 11 | 0 | 300 | 90 | 45
AGL Hydro Partnership | Bogong / Mackay Power Station | VIC1 | MCKAY1 | Raisereg | 300 | 0 | 300 | 90 | 45
AGL Hydro Partnership | Dartmouth Power Station | VIC1 | DARTM1 | Lower60sec | 90 | 0 | 180 | 45 | 90
AGL Hydro Partnership | Dartmouth Power Station | VIC1 | DARTM1 | Lower6sec | 20 | 0 | 180 | 45 | 90
AGL Hydro Partnership | Dartmouth Power Station | VIC1 | DARTM1 | Lowerreg | 176 | 0 | 180 | 45 | 90
AGL Hydro Partnership | Dartmouth Power Station | VIC1 | DARTM1 | Raise5min | 176 | 0 | 180 | 90 | 45
AGL Hydro Partnership | Dartmouth Power Station | VIC1 | DARTM1 | Raise60sec | 90 | 0 | 180 | 90 | 45
AGL Hydro Partnership | Dartmouth Power Station | VIC1 | DARTM1 | Raise6sec | 20 | 0 | 180 | 90 | 45
AGL Hydro Partnership | Dartmouth Power Station | VIC1 | DARTM1 | Raisereg | 176 | 0 | 180 | 90 | 45
AGL Hydro Partnership | Eildon Power Station | VIC1 | EILDON1 | Lower60sec | 60 | 0 | 65 | 45 | 90
AGL Hydro Partnership | Eildon Power Station | VIC1 | EILDON1 | Lower6sec | 12 | 0 | 65 | 45 | 90
AGL Hydro Partnership | Eildon Power Station | VIC1 | EILDON1 | Lowerreg | 60 | 0 | 65 | 45 | 90
AGL Hydro Partnership | Eildon Power Station | VIC1 | EILDON1 | Raise5min | 60 | 0 | 65 | 90 | 45
AGL Hydro Partnership | Eildon Power Station | VIC1 | EILDON1 | Raise60sec | 60 | 0 | 65 | 90 | 45
AGL Hydro Partnership | Eildon Power Station | VIC1 | EILDON1 | Raise6sec | 10 | 0 | 65 | 90 | 45
AGL Hydro Partnership | Eildon Power Station | VIC1 | EILDON1 | Raisereg | 60 | 0 | 65 | 90 | 45
AGL Hydro Partnership | Eildon Power Station | VIC1 | EILDON2 | Lower60sec | 60 | 0 | 65 | 45 | 90
AGL Hydro Partnership | Eildon Power Station | VIC1 | EILDON2 | Lower6sec | 12 | 0 | 65 | 45 | 90
AGL Hydro Partnership | Eildon Power Station | VIC1 | EILDON2 | Lowerreg | 60 | 0 | 65 | 45 | 90
AGL Hydro Partnership | Eildon Power Station | VIC1 | EILDON2 | Raise5min | 60 | 0 | 65 | 90 | 45
AGL Hydro Partnership | Eildon Power Station | VIC1 | EILDON2 | Raise60sec | 60 | 0 | 65 | 90 | 45
AGL Hydro Partnership | Eildon Power Station | VIC1 | EILDON2 | Raise6sec | 10 | 0 | 65 | 90 | 45
AGL Hydro Partnership | Eildon Power Station | VIC1 | EILDON2 | Raisereg | 60 | 0 | 65 | 90 | 45
AGL Hydro Partnership | West Kiewa Power Station | VIC1 | WKIEWA1 | Lower60sec | 7 | 0 | 34 | 45 | 90
AGL Hydro Partnership | West Kiewa Power Station | VIC1 | WKIEWA1 | Lower6sec | 6 | 0 | 34 | 45 | 90
AGL Hydro Partnership | West Kiewa Power Station | VIC1 | WKIEWA1 | Lowerreg | 34 | 0 | 34 | 45 | 90
AGL Hydro Partnership | West Kiewa Power Station | VIC1 | WKIEWA1 | Raise60sec | 7 | 0 | 34 | 90 | 45
AGL Hydro Partnership | West Kiewa Power Station | VIC1 | WKIEWA1 | Raise6sec | 5 | 0 | 34 | 90 | 45
AGL Hydro Partnership | West Kiewa Power Station | VIC1 | WKIEWA1 | Raisereg | 34 | 0 | 34 | 90 | 45
AGL Hydro Partnership | West Kiewa Power Station | VIC1 | WKIEWA2 | Lower60sec | 7 | 0 | 34 | 45 | 90
AGL Hydro Partnership | West Kiewa Power Station | VIC1 | WKIEWA2 | Lower6sec | 6 | 0 | 34 | 45 | 90
AGL Hydro Partnership | West Kiewa Power Station | VIC1 | WKIEWA2 | Lowerreg | 34 | 0 | 34 | 45 | 90
AGL Hydro Partnership | West Kiewa Power Station | VIC1 | WKIEWA2 | Raise60sec | 7 | 0 | 34 | 90 | 45
AGL Hydro Partnership | West Kiewa Power Station | VIC1 | WKIEWA2 | Raise6sec | 5 | 0 | 34 | 90 | 45
AGL Hydro Partnership | West Kiewa Power Station | VIC1 | WKIEWA2 | Raisereg | 34 | 0 | 34 | 90 | 45
AGL Loy Yang Marketing Pty Ltd | Loy Yang A Power Station | VIC1 | LYA1 | Lower5min | 70 | 300 | 580 | 45 | 90
AGL Loy Yang Marketing Pty Ltd | Loy Yang A Power Station | VIC1 | LYA1 | Lower60sec | 70 | 300 | 580 | 45 | 90
AGL Loy Yang Marketing Pty Ltd | Loy Yang A Power Station | VIC1 | LYA1 | Lower6sec | 70 | 300 | 580 | 45 | 90
AGL Loy Yang Marketing Pty Ltd | Loy Yang A Power Station | VIC1 | LYA1 | Lowerreg | 50 | 300 | 580 | 45 | 90
AGL Loy Yang Marketing Pty Ltd | Loy Yang A Power Station | VIC1 | LYA1 | Raise5min | 30 | 300 | 580 | 90 | 45
AGL Loy Yang Marketing Pty Ltd | Loy Yang A Power Station | VIC1 | LYA1 | Raise60sec | 30 | 300 | 580 | 90 | 45
AGL Loy Yang Marketing Pty Ltd | Loy Yang A Power Station | VIC1 | LYA1 | Raise6sec | 20 | 300 | 580 | 90 | 34
AGL Loy Yang Marketing Pty Ltd | Loy Yang A Power Station | VIC1 | LYA1 | Raisereg | 50 | 300 | 580 | 90 | 45
AGL Loy Yang Marketing Pty Ltd | Loy Yang A Power Station | VIC1 | LYA2 | Lower5min | 70 | 300 | 530 | 45 | 90
AGL Loy Yang Marketing Pty Ltd | Loy Yang A Power Station | VIC1 | LYA2 | Lower60sec | 70 | 300 | 530 | 45 | 90
AGL Loy Yang Marketing Pty Ltd | Loy Yang A Power Station | VIC1 | LYA2 | Lower6sec | 70 | 300 | 530 | 45 | 90
AGL Loy Yang Marketing Pty Ltd | Loy Yang A Power Station | VIC1 | LYA2 | Lowerreg | 50 | 300 | 530 | 45 | 90
AGL Loy Yang Marketing Pty Ltd | Loy Yang A Power Station | VIC1 | LYA2 | Raise5min | 30 | 300 | 530 | 90 | 45
AGL Loy Yang Marketing Pty Ltd | Loy Yang A Power Station | VIC1 | LYA2 | Raise60sec | 30 | 300 | 530 | 90 | 24
AGL Loy Yang Marketing Pty Ltd | Loy Yang A Power Station | VIC1 | LYA2 | Raise6sec | 20 | 300 | 530 | 90 | 16
AGL Loy Yang Marketing Pty Ltd | Loy Yang A Power Station | VIC1 | LYA2 | Raisereg | 50 | 300 | 530 | 90 | 45
AGL Loy Yang Marketing Pty Ltd | Loy Yang A Power Station | VIC1 | LYA3 | Lower5min | 70 | 300 | 580 | 45 | 90
AGL Loy Yang Marketing Pty Ltd | Loy Yang A Power Station | VIC1 | LYA3 | Lower60sec | 70 | 300 | 580 | 45 | 90
AGL Loy Yang Marketing Pty Ltd | Loy Yang A Power Station | VIC1 | LYA3 | Lower6sec | 70 | 300 | 580 | 45 | 90
AGL Loy Yang Marketing Pty Ltd | Loy Yang A Power Station | VIC1 | LYA3 | Lowerreg | 50 | 300 | 580 | 45 | 90
AGL Loy Yang Marketing Pty Ltd | Loy Yang A Power Station | VIC1 | LYA3 | Raise5min | 30 | 300 | 580 | 90 | 45
AGL Loy Yang Marketing Pty Ltd | Loy Yang A Power Station | VIC1 | LYA3 | Raise60sec | 30 | 300 | 580 | 90 | 45
AGL Loy Yang Marketing Pty Ltd | Loy Yang A Power Station | VIC1 | LYA3 | Raise6sec | 20 | 300 | 580 | 90 | 34
AGL Loy Yang Marketing Pty Ltd | Loy Yang A Power Station | VIC1 | LYA3 | Raisereg | 50 | 300 | 580 | 90 | 45
AGL Loy Yang Marketing Pty Ltd | Loy Yang A Power Station | VIC1 | LYA4 | Lower5min | 70 | 300 | 580 | 45 | 90
AGL Loy Yang Marketing Pty Ltd | Loy Yang A Power Station | VIC1 | LYA4 | Lower60sec | 70 | 300 | 580 | 45 | 90
AGL Loy Yang Marketing Pty Ltd | Loy Yang A Power Station | VIC1 | LYA4 | Lower6sec | 70 | 300 | 580 | 45 | 90
AGL Loy Yang Marketing Pty Ltd | Loy Yang A Power Station | VIC1 | LYA4 | Lowerreg | 50 | 300 | 580 | 45 | 90
AGL Loy Yang Marketing Pty Ltd | Loy Yang A Power Station | VIC1 | LYA4 | Raise5min | 30 | 300 | 580 | 90 | 45
AGL Loy Yang Marketing Pty Ltd | Loy Yang A Power Station | VIC1 | LYA4 | Raise60sec | 30 | 300 | 580 | 90 | 45
AGL Loy Yang Marketing Pty Ltd | Loy Yang A Power Station | VIC1 | LYA4 | Raise6sec | 20 | 300 | 580 | 90 | 34
AGL Loy Yang Marketing Pty Ltd | Loy Yang A Power Station | VIC1 | LYA4 | Raisereg | 50 | 300 | 580 | 90 | 45
AGL Macquarie Pty Limited | Bayswater Power Station | NSW1 | BW01 | Lower5min | 66 | 240 | 690 | 45 | 90
AGL Macquarie Pty Limited | Bayswater Power Station | NSW1 | BW01 | Lower60sec | 66 | 234 | 690 | 45 | 90
AGL Macquarie Pty Limited | Bayswater Power Station | NSW1 | BW01 | Lower6sec | 66 | 234 | 690 | 45 | 90
AGL Macquarie Pty Limited | Bayswater Power Station | NSW1 | BW01 | Lowerreg | 100 | 240 | 690 | 45 | 90
AGL Macquarie Pty Limited | Bayswater Power Station | NSW1 | BW01 | Raise5min | 66 | 240 | 690 | 90 | 45
AGL Macquarie Pty Limited | Bayswater Power Station | NSW1 | BW01 | Raise60sec | 66 | 234 | 690 | 45 | 32
AGL Macquarie Pty Limited | Bayswater Power Station | NSW1 | BW01 | Raise6sec | 66 | 234 | 690 | 45 | 32
AGL Macquarie Pty Limited | Bayswater Power Station | NSW1 | BW01 | Raisereg | 100 | 240 | 690 | 90 | 45
AGL Macquarie Pty Limited | Bayswater Power Station | NSW1 | BW02 | Lower5min | 66 | 240 | 690 | 45 | 90
AGL Macquarie Pty Limited | Bayswater Power Station | NSW1 | BW02 | Lower60sec | 66 | 234 | 690 | 45 | 90
AGL Macquarie Pty Limited | Bayswater Power Station | NSW1 | BW02 | Lower6sec | 66 | 234 | 690 | 45 | 90
AGL Macquarie Pty Limited | Bayswater Power Station | NSW1 | BW02 | Lowerreg | 100 | 240 | 690 | 45 | 90
AGL Macquarie Pty Limited | Bayswater Power Station | NSW1 | BW02 | Raise5min | 66 | 240 | 690 | 90 | 45
AGL Macquarie Pty Limited | Bayswater Power Station | NSW1 | BW02 | Raise60sec | 66 | 234 | 690 | 45 | 32
AGL Macquarie Pty Limited | Bayswater Power Station | NSW1 | BW02 | Raise6sec | 66 | 234 | 690 | 45 | 32
AGL Macquarie Pty Limited | Bayswater Power Station | NSW1 | BW02 | Raisereg | 100 | 240 | 690 | 90 | 45
AGL Macquarie Pty Limited | Bayswater Power Station | NSW1 | BW03 | Lower5min | 66 | 240 | 690 | 45 | 90
AGL Macquarie Pty Limited | Bayswater Power Station | NSW1 | BW03 | Lower60sec | 66 | 234 | 690 | 45 | 90
AGL Macquarie Pty Limited | Bayswater Power Station | NSW1 | BW03 | Lower6sec | 66 | 234 | 690 | 45 | 90
AGL Macquarie Pty Limited | Bayswater Power Station | NSW1 | BW03 | Lowerreg | 100 | 240 | 690 | 45 | 90
AGL Macquarie Pty Limited | Bayswater Power Station | NSW1 | BW03 | Raise5min | 66 | 240 | 690 | 90 | 45
AGL Macquarie Pty Limited | Bayswater Power Station | NSW1 | BW03 | Raise60sec | 66 | 234 | 690 | 45 | 32
AGL Macquarie Pty Limited | Bayswater Power Station | NSW1 | BW03 | Raise6sec | 66 | 234 | 690 | 45 | 32
AGL Macquarie Pty Limited | Bayswater Power Station | NSW1 | BW03 | Raisereg | 100 | 240 | 690 | 90 | 45
AGL Macquarie Pty Limited | Bayswater Power Station | NSW1 | BW04 | Lower5min | 69 | 330 | 685 | 45 | 90
AGL Macquarie Pty Limited | Bayswater Power Station | NSW1 | BW04 | Lower60sec | 69 | 330 | 685 | 45 | 90
AGL Macquarie Pty Limited | Bayswater Power Station | NSW1 | BW04 | Lower6sec | 37 | 330 | 685 | 45 | 90
AGL Macquarie Pty Limited | Bayswater Power Station | NSW1 | BW04 | Lowerreg | 75 | 330 | 685 | 45 | 90
AGL Macquarie Pty Limited | Bayswater Power Station | NSW1 | BW04 | Raise5min | 69 | 330 | 685 | 90 | 43
AGL Macquarie Pty Limited | Bayswater Power Station | NSW1 | BW04 | Raise60sec | 69 | 330 | 685 | 90 | 45
AGL Macquarie Pty Limited | Bayswater Power Station | NSW1 | BW04 | Raise6sec | 59 | 330 | 685 | 59 | 39
AGL Macquarie Pty Limited | Bayswater Power Station | NSW1 | BW04 | Raisereg | 75 | 330 | 685 | 90 | 45
AGL Macquarie Pty Limited | Liddell Power Station | NSW1 | LD01 | Lower5min | 30 | 240 | 520 | 45 | 90
AGL Macquarie Pty Limited | Liddell Power Station | NSW1 | LD01 | Lower60sec | 100 | 150 | 520 | 45 | 90
AGL Macquarie Pty Limited | Liddell Power Station | NSW1 | LD01 | Lower6sec | 100 | 150 | 520 | 45 | 90
AGL Macquarie Pty Limited | Liddell Power Station | NSW1 | LD01 | Lowerreg | 20 | 240 | 520 | 45 | 90
AGL Macquarie Pty Limited | Liddell Power Station | NSW1 | LD01 | Raise5min | 30 | 240 | 520 | 90 | 22
AGL Macquarie Pty Limited | Liddell Power Station | NSW1 | LD01 | Raise60sec | 30 | 220 | 520 | 45 | 22
AGL Macquarie Pty Limited | Liddell Power Station | NSW1 | LD01 | Raise6sec | 30 | 220 | 520 | 45 | 22
AGL Macquarie Pty Limited | Liddell Power Station | NSW1 | LD01 | Raisereg | 20 | 240 | 520 | 90 | 45
AGL Macquarie Pty Limited | Liddell Power Station | NSW1 | LD02 | Lower5min | 30 | 240 | 520 | 45 | 90
AGL Macquarie Pty Limited | Liddell Power Station | NSW1 | LD02 | Lower60sec | 100 | 150 | 520 | 45 | 90
AGL Macquarie Pty Limited | Liddell Power Station | NSW1 | LD02 | Lower6sec | 100 | 150 | 520 | 45 | 90
AGL Macquarie Pty Limited | Liddell Power Station | NSW1 | LD02 | Lowerreg | 20 | 240 | 520 | 45 | 90
AGL Macquarie Pty Limited | Liddell Power Station | NSW1 | LD02 | Raise5min | 30 | 240 | 520 | 90 | 22
AGL Macquarie Pty Limited | Liddell Power Station | NSW1 | LD02 | Raise60sec | 30 | 220 | 520 | 45 | 22
AGL Macquarie Pty Limited | Liddell Power Station | NSW1 | LD02 | Raise6sec | 30 | 220 | 520 | 45 | 22
AGL Macquarie Pty Limited | Liddell Power Station | NSW1 | LD02 | Raisereg | 20 | 240 | 520 | 90 | 45
AGL Macquarie Pty Limited | Liddell Power Station | NSW1 | LD03 | Lower5min | 30 | 240 | 520 | 45 | 90
AGL Macquarie Pty Limited | Liddell Power Station | NSW1 | LD03 | Lower60sec | 100 | 150 | 520 | 45 | 90
AGL Macquarie Pty Limited | Liddell Power Station | NSW1 | LD03 | Lower6sec | 100 | 150 | 520 | 45 | 90
AGL Macquarie Pty Limited | Liddell Power Station | NSW1 | LD03 | Lowerreg | 20 | 240 | 520 | 45 | 90
AGL Macquarie Pty Limited | Liddell Power Station | NSW1 | LD03 | Raise5min | 30 | 240 | 520 | 90 | 22
AGL Macquarie Pty Limited | Liddell Power Station | NSW1 | LD03 | Raise60sec | 30 | 220 | 520 | 45 | 22
AGL Macquarie Pty Limited | Liddell Power Station | NSW1 | LD03 | Raise6sec | 30 | 220 | 520 | 45 | 22
AGL Macquarie Pty Limited | Liddell Power Station | NSW1 | LD03 | Raisereg | 20 | 240 | 520 | 90 | 45
AGL Macquarie Pty Limited | Liddell Power Station | NSW1 | LD04 | Lower5min | 30 | 240 | 520 | 45 | 90
AGL Macquarie Pty Limited | Liddell Power Station | NSW1 | LD04 | Lower60sec | 100 | 150 | 520 | 45 | 90
AGL Macquarie Pty Limited | Liddell Power Station | NSW1 | LD04 | Lower6sec | 100 | 150 | 520 | 45 | 90
AGL Macquarie Pty Limited | Liddell Power Station | NSW1 | LD04 | Lowerreg | 20 | 240 | 520 | 45 | 90
AGL Macquarie Pty Limited | Liddell Power Station | NSW1 | LD04 | Raise5min | 30 | 240 | 520 | 90 | 22
AGL Macquarie Pty Limited | Liddell Power Station | NSW1 | LD04 | Raise60sec | 30 | 220 | 520 | 45 | 22
AGL Macquarie Pty Limited | Liddell Power Station | NSW1 | LD04 | Raise6sec | 30 | 220 | 520 | 45 | 22
AGL Macquarie Pty Limited | Liddell Power Station | NSW1 | LD04 | Raisereg | 20 | 240 | 520 | 90 | 45
AGL SA Generation Pty Limited | Barker Inlet Power Station | SA1 | BARKIPS1 | Lower5min | 41 | 9 | 210 | 41 | 90
AGL SA Generation Pty Limited | Barker Inlet Power Station | SA1 | BARKIPS1 | Lower60sec | 42 | 9 | 210 | 45 | 90
AGL SA Generation Pty Limited | Barker Inlet Power Station | SA1 | BARKIPS1 | Lower6sec | 12 | 9 | 210 | 8 | 90
AGL SA Generation Pty Limited | Barker Inlet Power Station | SA1 | BARKIPS1 | Lowerreg | 108 | 9 | 210 | 45 | 90
AGL SA Generation Pty Limited | Barker Inlet Power Station | SA1 | BARKIPS1 | Raise5min | 41 | 9 | 210 | 43 | 44
AGL SA Generation Pty Limited | Barker Inlet Power Station | SA1 | BARKIPS1 | Raise60sec | 42 | 9 | 210 | 45 | 45
AGL SA Generation Pty Limited | Barker Inlet Power Station | SA1 | BARKIPS1 | Raise6sec | 12 | 9 | 210 | 16 | 10
AGL SA Generation Pty Limited | Barker Inlet Power Station | SA1 | BARKIPS1 | Raisereg | 108 | 9 | 210 | 90 | 45
AGL SA Generation Pty Limited | Torrens Island Power Station | SA1 | TORRA3 | Lower60sec | 25 | 50 | 120 | 63 | 40
AGL SA Generation Pty Limited | Torrens Island Power Station | SA1 | TORRA3 | Lower6sec | 10 | 50 | 120 | 50 | 22
AGL SA Generation Pty Limited | Torrens Island Power Station | SA1 | TORRA3 | Lowerreg | 25 | 50 | 120 | 45 | 45
AGL SA Generation Pty Limited | Torrens Island Power Station | SA1 | TORRA3 | Raise60sec | 25 | 50 | 120 | 63 | 40
AGL SA Generation Pty Limited | Torrens Island Power Station | SA1 | TORRA3 | Raise6sec | 10 | 50 | 120 | 50 | 22
AGL SA Generation Pty Limited | Torrens Island Power Station | SA1 | TORRA3 | Raisereg | 25 | 50 | 120 | 45 | 45
AGL SA Generation Pty Limited | Torrens Island Power Station | SA1 | TORRB1 | Lower5min | 50 | 60 | 200 | 45 | 45
AGL SA Generation Pty Limited | Torrens Island Power Station | SA1 | TORRB1 | Lower60sec | 30 | 40 | 200 | 55 | 75
AGL SA Generation Pty Limited | Torrens Island Power Station | SA1 | TORRB1 | Lower6sec | 15 | 40 | 200 | 40 | 65
AGL SA Generation Pty Limited | Torrens Island Power Station | SA1 | TORRB1 | Lowerreg | 25 | 40 | 200 | 45 | 45
AGL SA Generation Pty Limited | Torrens Island Power Station | SA1 | TORRB1 | Raise5min | 50 | 60 | 200 | 45 | 45
AGL SA Generation Pty Limited | Torrens Island Power Station | SA1 | TORRB1 | Raise60sec | 30 | 40 | 200 | 55 | 75
AGL SA Generation Pty Limited | Torrens Island Power Station | SA1 | TORRB1 | Raise6sec | 15 | 40 | 200 | 40 | 65
AGL SA Generation Pty Limited | Torrens Island Power Station | SA1 | TORRB1 | Raisereg | 40 | 40 | 200 | 45 | 45
AGL SA Generation Pty Limited | Torrens Island Power Station | SA1 | TORRB2 | Lower5min | 50 | 60 | 200 | 45 | 45
AGL SA Generation Pty Limited | Torrens Island Power Station | SA1 | TORRB2 | Lower60sec | 30 | 40 | 200 | 55 | 75
AGL SA Generation Pty Limited | Torrens Island Power Station | SA1 | TORRB2 | Lower6sec | 15 | 40 | 200 | 40 | 65
AGL SA Generation Pty Limited | Torrens Island Power Station | SA1 | TORRB2 | Lowerreg | 25 | 40 | 200 | 45 | 45
AGL SA Generation Pty Limited | Torrens Island Power Station | SA1 | TORRB2 | Raise5min | 50 | 60 | 200 | 45 | 45
AGL SA Generation Pty Limited | Torrens Island Power Station | SA1 | TORRB2 | Raise60sec | 30 | 40 | 200 | 55 | 75
AGL SA Generation Pty Limited | Torrens Island Power Station | SA1 | TORRB2 | Raise6sec | 15 | 40 | 200 | 40 | 65
AGL SA Generation Pty Limited | Torrens Island Power Station | SA1 | TORRB2 | Raisereg | 40 | 40 | 200 | 45 | 45
AGL SA Generation Pty Limited | Torrens Island Power Station | SA1 | TORRB3 | Lower5min | 50 | 60 | 200 | 45 | 45
AGL SA Generation Pty Limited | Torrens Island Power Station | SA1 | TORRB3 | Lower60sec | 30 | 40 | 200 | 55 | 75
AGL SA Generation Pty Limited | Torrens Island Power Station | SA1 | TORRB3 | Lower6sec | 15 | 40 | 200 | 40 | 65
AGL SA Generation Pty Limited | Torrens Island Power Station | SA1 | TORRB3 | Lowerreg | 25 | 40 | 200 | 45 | 45
AGL SA Generation Pty Limited | Torrens Island Power Station | SA1 | TORRB3 | Raise5min | 50 | 60 | 200 | 45 | 45
AGL SA Generation Pty Limited | Torrens Island Power Station | SA1 | TORRB3 | Raise60sec | 30 | 40 | 200 | 55 | 75
AGL SA Generation Pty Limited | Torrens Island Power Station | SA1 | TORRB3 | Raise6sec | 15 | 40 | 200 | 40 | 65
AGL SA Generation Pty Limited | Torrens Island Power Station | SA1 | TORRB3 | Raisereg | 40 | 40 | 200 | 45 | 45
AGL SA Generation Pty Limited | Torrens Island Power Station | SA1 | TORRB4 | Lower5min | 50 | 60 | 200 | 45 | 45
AGL SA Generation Pty Limited | Torrens Island Power Station | SA1 | TORRB4 | Lower60sec | 30 | 40 | 200 | 55 | 75
AGL SA Generation Pty Limited | Torrens Island Power Station | SA1 | TORRB4 | Lower6sec | 15 | 40 | 200 | 40 | 65
AGL SA Generation Pty Limited | Torrens Island Power Station | SA1 | TORRB4 | Lowerreg | 25 | 40 | 200 | 45 | 45
AGL SA Generation Pty Limited | Torrens Island Power Station | SA1 | TORRB4 | Raise5min | 50 | 60 | 200 | 45 | 45
AGL SA Generation Pty Limited | Torrens Island Power Station | SA1 | TORRB4 | Raise60sec | 30 | 40 | 200 | 55 | 75
AGL SA Generation Pty Limited | Torrens Island Power Station | SA1 | TORRB4 | Raise6sec | 15 | 40 | 200 | 40 | 65
AGL SA Generation Pty Limited | Torrens Island Power Station | SA1 | TORRB4 | Raisereg | 40 | 40 | 200 | 45 | 45
AGL Sales (Queensland Electricity) Pty Limited | Wandoan Battery Energy Storage System | QLD1 | WANDBG1 | Raise6sec | 47 | 0 | 100 | 90 | 45
AGL Sales (Queensland Electricity) Pty Limited | Wandoan Battery Energy Storage System | QLD1 | WANDBG1 | Raise60sec | 47 | 0 | 100 | 90 | 45
AGL Sales (Queensland Electricity) Pty Limited | Wandoan Battery Energy Storage System | QLD1 | WANDBG1 | Raise5min | 47 | 0 | 100 | 90 | 45
AGL Sales (Queensland Electricity) Pty Limited | Wandoan Battery Energy Storage System | QLD1 | WANDBG1 | Raisereg | 100 | 0 | 100 | 90 | 45
AGL Sales (Queensland Electricity) Pty Limited | Wandoan Battery Energy Storage System | QLD1 | WANDBG1 | Lowerreg | 100 | 0 | 100 | 45 | 90
AGL Sales (Queensland Electricity) Pty Limited | Wandoan Battery Energy Storage System | QLD1 | WANDBL1 | Lower6sec | 47 | 0 | 100 | 90 | 45
AGL Sales (Queensland Electricity) Pty Limited | Wandoan Battery Energy Storage System | QLD1 | WANDBL1 | Lower60sec | 47 | 0 | 100 | 90 | 45
AGL Sales (Queensland Electricity) Pty Limited | Wandoan Battery Energy Storage System | QLD1 | WANDBL1 | Lower5min | 47 | 0 | 100 | 90 | 45
AGL Sales (Queensland Electricity) Pty Limited | Wandoan Battery Energy Storage System | QLD1 | WANDBL1 | Raisereg | 100 | 0 | 100 | 45 | 90
AGL Sales (Queensland Electricity) Pty Limited | Wandoan Battery Energy Storage System | QLD1 | WANDBL1 | Lowerreg | 100 | 0 | 100 | 90 | 45
AGL South Australia Pty Ltd | VPP AGLE SA 1 | SA1 | VSSAE1V1 | Lower5min | 6 | 0 | 0 | 90 | 90
AGL South Australia Pty Ltd | VPP AGLE SA 1 | SA1 | VSSAE1V1 | Lower60sec | 6 | 0 | 0 | 90 | 90
AGL South Australia Pty Ltd | VPP AGLE SA 1 | SA1 | VSSAE1V1 | Lower6sec | 6 | 0 | 0 | 90 | 90
AGL South Australia Pty Ltd | VPP AGLE SA 1 | SA1 | VSSAE1V1 | Raise60sec | 6 | 0 | 0 | 90 | 90
AGL South Australia Pty Ltd | VPP AGLE SA 1 | SA1 | VSSAE1V1 | Raise6sec | 6 | 0 | 0 | 90 | 90
AGL South Australia Pty Ltd | VPP AGLE SA 1 | SA1 | VSSAE1V1 | Raise5min | 6 | 0 | 0 | 90 | 90
Alcoa Portland Aluminium Pty Ltd | Portland | VIC1 | APD01 | Lower5min | 0 | 0 | 0 | 0 | 0
Alcoa Portland Aluminium Pty Ltd | Portland | VIC1 | APD01 | Lower60sec | 0 | 0 | 0 | 0 | 0
Alcoa Portland Aluminium Pty Ltd | Portland | VIC1 | APD01 | Lower6sec | 0 | 0 | 0 | 0 | 0
Alcoa Portland Aluminium Pty Ltd | Portland | VIC1 | APD01 | Raise5min | 450 | 0 | 0 | 90 | 90
Alcoa Portland Aluminium Pty Ltd | Portland | VIC1 | APD01 | Raise60sec | 450 | 0 | 0 | 90 | 90
Alcoa Portland Aluminium Pty Ltd | Portland | VIC1 | APD01 | Raise6sec | 450 | 0 | 0 | 90 | 90
Alinta Energy Retail Sales Pty Ltd | Loy Yang B Power Station | VIC1 | LOYYB1 | Lower5min | 80 | 320 | 600 | 45 | 90
Alinta Energy Retail Sales Pty Ltd | Loy Yang B Power Station | VIC1 | LOYYB1 | Lower60sec | 136 | 320 | 600 | 45 | 90
Alinta Energy Retail Sales Pty Ltd | Loy Yang B Power Station | VIC1 | LOYYB1 | Lower6sec | 14 | 320 | 600 | 45 | 90
Alinta Energy Retail Sales Pty Ltd | Loy Yang B Power Station | VIC1 | LOYYB1 | Lowerreg | 75 | 250 | 600 | 45 | 90
Alinta Energy Retail Sales Pty Ltd | Loy Yang B Power Station | VIC1 | LOYYB1 | Raise5min | 81 | 320 | 600 | 90 | 45
Alinta Energy Retail Sales Pty Ltd | Loy Yang B Power Station | VIC1 | LOYYB1 | Raise60sec | 131 | 320 | 600 | 90 | 45
Alinta Energy Retail Sales Pty Ltd | Loy Yang B Power Station | VIC1 | LOYYB1 | Raise6sec | 13 | 320 | 600 | 90 | 45
Alinta Energy Retail Sales Pty Ltd | Loy Yang B Power Station | VIC1 | LOYYB1 | Raisereg | 75 | 250 | 600 | 90 | 45
Alinta Energy Retail Sales Pty Ltd | Loy Yang B Power Station | VIC1 | LOYYB2 | Lower5min | 80 | 320 | 600 | 45 | 90
Alinta Energy Retail Sales Pty Ltd | Loy Yang B Power Station | VIC1 | LOYYB2 | Lower60sec | 136 | 320 | 600 | 45 | 90
Alinta Energy Retail Sales Pty Ltd | Loy Yang B Power Station | VIC1 | LOYYB2 | Lower6sec | 14 | 320 | 600 | 45 | 90
Alinta Energy Retail Sales Pty Ltd | Loy Yang B Power Station | VIC1 | LOYYB2 | Lowerreg | 75 | 250 | 600 | 45 | 90
Alinta Energy Retail Sales Pty Ltd | Loy Yang B Power Station | VIC1 | LOYYB2 | Raise5min | 81 | 320 | 600 | 90 | 45
Alinta Energy Retail Sales Pty Ltd | Loy Yang B Power Station | VIC1 | LOYYB2 | Raise60sec | 131 | 320 | 600 | 90 | 45
Alinta Energy Retail Sales Pty Ltd | Loy Yang B Power Station | VIC1 | LOYYB2 | Raise6sec | 13 | 320 | 600 | 90 | 45
Alinta Energy Retail Sales Pty Ltd | Loy Yang B Power Station | VIC1 | LOYYB2 | Raisereg | 75 | 250 | 600 | 90 | 45
Amalgamated Energy Services Pty Ltd | AS AES NSW | NSW1 | ASNAES1 | Lower5min | 8 | 0 | 0 | 90 | 90
Amalgamated Energy Services Pty Ltd | AS AES NSW | NSW1 | ASNAES1 | Lower60sec | 9 | 0 | 0 | 90 | 90
Amalgamated Energy Services Pty Ltd | AS AES NSW | NSW1 | ASNAES1 | Lower6sec | 11 | 0 | 0 | 90 | 90
Amalgamated Energy Services Pty Ltd | AS AES NSW | NSW1 | ASNAES1 | Raise5min | 9 | 0 | 0 | 90 | 90
Amalgamated Energy Services Pty Ltd | AS AES NSW | NSW1 | ASNAES1 | Raise60sec | 9 | 0 | 0 | 90 | 90
Amalgamated Energy Services Pty Ltd | AS AES NSW | NSW1 | ASNAES1 | Raise6sec | 11 | 0 | 0 | 90 | 90
Berrybank 2 Asset Pty Ltd as trustee for Berrybank 2 Asset Trust | Queanbeyan Battery Energy Storage System | NSW1 | QBYNBG1 | Lowerreg | 10 | 0 | 10 | 45 | 90
Berrybank 2 Asset Pty Ltd as trustee for Berrybank 2 Asset Trust | Queanbeyan Battery Energy Storage System | NSW1 | QBYNBG1 | Raise5min | 5 | 0 | 10 | 90 | 45
Berrybank 2 Asset Pty Ltd as trustee for Berrybank 2 Asset Trust | Queanbeyan Battery Energy Storage System | NSW1 | QBYNBG1 | Raise60sec | 5 | 0 | 10 | 90 | 45
Berrybank 2 Asset Pty Ltd as trustee for Berrybank 2 Asset Trust | Queanbeyan Battery Energy Storage System | NSW1 | QBYNBG1 | Raise6sec | 7 | 0 | 10 | 90 | 45
Berrybank 2 Asset Pty Ltd as trustee for Berrybank 2 Asset Trust | Queanbeyan Battery Energy Storage System | NSW1 | QBYNBG1 | Raisereg | 10 | 0 | 10 | 90 | 45
Berrybank 2 Asset Pty Ltd as trustee for Berrybank 2 Asset Trust | Queanbeyan Battery Energy Storage System | NSW1 | QBYNBL1 | Lower5min | 5 | 0 | 10 | 90 | 45
Berrybank 2 Asset Pty Ltd as trustee for Berrybank 2 Asset Trust | Queanbeyan Battery Energy Storage System | NSW1 | QBYNBL1 | Lower60sec | 5 | 0 | 10 | 90 | 45
Berrybank 2 Asset Pty Ltd as trustee for Berrybank 2 Asset Trust | Queanbeyan Battery Energy Storage System | NSW1 | QBYNBL1 | Lower6sec | 7 | 0 | 10 | 90 | 45
Berrybank 2 Asset Pty Ltd as trustee for Berrybank 2 Asset Trust | Queanbeyan Battery Energy Storage System | NSW1 | QBYNBL1 | Lowerreg | 10 | 0 | 10 | 90 | 45
Berrybank 2 Asset Pty Ltd as trustee for Berrybank 2 Asset Trust | Queanbeyan Battery Energy Storage System | NSW1 | QBYNBL1 | Raisereg | 10 | 0 | 10 | 45 | 90
Boral Cement Limited | Boral Aggregated Load NSW1 | NSW1 | ASNBRL1 | Raise5min | 8 | 0 | 0 | 90 | 90
Boral Cement Limited | Boral Aggregated Load NSW1 | NSW1 | ASNBRL1 | Raise60sec | 17 | 0 | 0 | 90 | 90
Boral Cement Limited | Boral Aggregated Load NSW1 | NSW1 | ASNBRL1 | Raise6sec | 13 | 0 | 0 | 90 | 90
Braemar Power Project Pty Ltd | Braemar Power Station | QLD1 | BRAEMAR1 | Lower5min | 34 | 97 | 188 | 45 | 90
Braemar Power Project Pty Ltd | Braemar Power Station | QLD1 | BRAEMAR1 | Lower60sec | 37 | 97 | 188 | 45 | 90
Braemar Power Project Pty Ltd | Braemar Power Station | QLD1 | BRAEMAR1 | Lower6sec | 34 | 97 | 188 | 45 | 90
Braemar Power Project Pty Ltd | Braemar Power Station | QLD1 | BRAEMAR1 | Lowerreg | 71 | 97 | 188 | 45 | 90
Braemar Power Project Pty Ltd | Braemar Power Station | QLD1 | BRAEMAR1 | Raise5min | 31 | 97 | 188 | 90 | 45
Braemar Power Project Pty Ltd | Braemar Power Station | QLD1 | BRAEMAR1 | Raise60sec | 39 | 97 | 188 | 90 | 45
Braemar Power Project Pty Ltd | Braemar Power Station | QLD1 | BRAEMAR1 | Raise6sec | 34 | 97 | 188 | 90 | 45
Braemar Power Project Pty Ltd | Braemar Power Station | QLD1 | BRAEMAR1 | Raisereg | 71 | 97 | 188 | 90 | 45
Braemar Power Project Pty Ltd | Braemar Power Station | QLD1 | BRAEMAR2 | Lower5min | 34 | 97 | 168 | 45 | 90
Braemar Power Project Pty Ltd | Braemar Power Station | QLD1 | BRAEMAR2 | Lower60sec | 37 | 97 | 168 | 45 | 90
Braemar Power Project Pty Ltd | Braemar Power Station | QLD1 | BRAEMAR2 | Lower6sec | 34 | 97 | 168 | 45 | 90
Braemar Power Project Pty Ltd | Braemar Power Station | QLD1 | BRAEMAR2 | Lowerreg | 71 | 97 | 168 | 45 | 90
Braemar Power Project Pty Ltd | Braemar Power Station | QLD1 | BRAEMAR2 | Raise5min | 31 | 97 | 168 | 90 | 45
Braemar Power Project Pty Ltd | Braemar Power Station | QLD1 | BRAEMAR2 | Raise60sec | 39 | 97 | 168 | 90 | 45
Braemar Power Project Pty Ltd | Braemar Power Station | QLD1 | BRAEMAR2 | Raise6sec | 34 | 97 | 168 | 90 | 45
Braemar Power Project Pty Ltd | Braemar Power Station | QLD1 | BRAEMAR2 | Raisereg | 71 | 97 | 168 | 90 | 45
Braemar Power Project Pty Ltd | Braemar Power Station | QLD1 | BRAEMAR3 | Lower5min | 34 | 97 | 168 | 45 | 90
Braemar Power Project Pty Ltd | Braemar Power Station | QLD1 | BRAEMAR3 | Lower60sec | 37 | 97 | 168 | 45 | 90
Braemar Power Project Pty Ltd | Braemar Power Station | QLD1 | BRAEMAR3 | Lower6sec | 34 | 97 | 168 | 45 | 90
Braemar Power Project Pty Ltd | Braemar Power Station | QLD1 | BRAEMAR3 | Lowerreg | 71 | 97 | 168 | 45 | 90
Braemar Power Project Pty Ltd | Braemar Power Station | QLD1 | BRAEMAR3 | Raise5min | 31 | 97 | 168 | 90 | 45
Braemar Power Project Pty Ltd | Braemar Power Station | QLD1 | BRAEMAR3 | Raise60sec | 39 | 97 | 168 | 90 | 45
Braemar Power Project Pty Ltd | Braemar Power Station | QLD1 | BRAEMAR3 | Raise6sec | 34 | 97 | 168 | 90 | 45
Braemar Power Project Pty Ltd | Braemar Power Station | QLD1 | BRAEMAR3 | Raisereg | 71 | 97 | 168 | 90 | 45
Bulgana Wind Farm Pty Ltd | Bulgana Green Power Hub | VIC1 | BULBESG1 | Lowerreg | 20 | 0 | 20 | 45 | 90
Bulgana Wind Farm Pty Ltd | Bulgana Green Power Hub | VIC1 | BULBESG1 | Raise5min | 11 | 0 | 20 | 90 | 45
Bulgana Wind Farm Pty Ltd | Bulgana Green Power Hub | VIC1 | BULBESG1 | Raise60sec | 11 | 0 | 20 | 90 | 45
Bulgana Wind Farm Pty Ltd | Bulgana Green Power Hub | VIC1 | BULBESG1 | Raise6sec | 15 | 0 | 20 | 90 | 53
Bulgana Wind Farm Pty Ltd | Bulgana Green Power Hub | VIC1 | BULBESG1 | Raisereg | 20 | 0 | 20 | 90 | 45
Bulgana Wind Farm Pty Ltd | Bulgana Green Power Hub | VIC1 | BULBESL1 | Lower5min | 11 | 0 | 20 | 90 | 45
Bulgana Wind Farm Pty Ltd | Bulgana Green Power Hub | VIC1 | BULBESL1 | Lower60sec | 11 | 0 | 20 | 90 | 45
Bulgana Wind Farm Pty Ltd | Bulgana Green Power Hub | VIC1 | BULBESL1 | Lower6sec | 15 | 0 | 20 | 90 | 53
Bulgana Wind Farm Pty Ltd | Bulgana Green Power Hub | VIC1 | BULBESL1 | Lowerreg | 20 | 0 | 20 | 90 | 45
Bulgana Wind Farm Pty Ltd | Bulgana Green Power Hub | VIC1 | BULBESL1 | Raisereg | 20 | 0 | 20 | 45 | 90
CleanCo Queensland Limited | Swanbank B Power Station & Swanbank E Gas Turbine | QLD1 | SWAN_E | Lower60sec | 50 | 150 | 385 | 45 | 90
CleanCo Queensland Limited | Swanbank B Power Station & Swanbank E Gas Turbine | QLD1 | SWAN_E | Lowerreg | 87 | 95 | 385 | 45 | 90
CleanCo Queensland Limited | Swanbank B Power Station & Swanbank E Gas Turbine | QLD1 | SWAN_E | Raise60sec | 50 | 150 | 365 | 90 | 45
CleanCo Queensland Limited | Swanbank B Power Station & Swanbank E Gas Turbine | QLD1 | SWAN_E | Raisereg | 87 | 95 | 385 | 90 | 45
CleanCo Queensland Limited | Wivenhoe Power Station | QLD1 | PUMP1 | Raise5min | 245 | 0 | 245 | 45 | 90
CleanCo Queensland Limited | Wivenhoe Power Station | QLD1 | PUMP1 | Raise60sec | 245 | 0 | 245 | 45 | 90
CleanCo Queensland Limited | Wivenhoe Power Station | QLD1 | PUMP1 | Raise6sec | 245 | 0 | 245 | 45 | 90
CleanCo Queensland Limited | Wivenhoe Power Station | QLD1 | PUMP2 | Raise5min | 245 | 0 | 245 | 45 | 90
CleanCo Queensland Limited | Wivenhoe Power Station | QLD1 | PUMP2 | Raise60sec | 245 | 0 | 245 | 45 | 90
CleanCo Queensland Limited | Wivenhoe Power Station | QLD1 | PUMP2 | Raise6sec | 245 | 0 | 245 | 45 | 90
CleanCo Queensland Limited | Wivenhoe Power Station | QLD1 | W/HOE#1 | Raise5min | 285 | 0 | 285 | 90 | 45
CleanCo Queensland Limited | Wivenhoe Power Station | QLD1 | W/HOE#1 | Raise60sec | 285 | 0 | 285 | 90 | 45
CleanCo Queensland Limited | Wivenhoe Power Station | QLD1 | W/HOE#2 | Raise5min | 285 | 0 | 285 | 90 | 45
CleanCo Queensland Limited | Wivenhoe Power Station | QLD1 | W/HOE#2 | Raise60sec | 285 | 0 | 285 | 90 | 45
CS Energy Limited | Callide Power Station | QLD1 | CALL_B_1 | Lower5min | 35 | 140 | 350 | 45 | 90
CS Energy Limited | Callide Power Station | QLD1 | CALL_B_1 | Lower60sec | 60 | 165 | 360 | 45 | 90
CS Energy Limited | Callide Power Station | QLD1 | CALL_B_1 | Lower6sec | 50 | 165 | 360 | 45 | 90
CS Energy Limited | Callide Power Station | QLD1 | CALL_B_1 | Lowerreg | 15 | 165 | 360 | 45 | 90
CS Energy Limited | Callide Power Station | QLD1 | CALL_B_1 | Raise5min | 15 | 165 | 360 | 90 | 45
CS Energy Limited | Callide Power Station | QLD1 | CALL_B_1 | Raise60sec | 35 | 165 | 360 | 90 | 21
CS Energy Limited | Callide Power Station | QLD1 | CALL_B_1 | Raise6sec | 23 | 165 | 360 | 90 | 21
CS Energy Limited | Callide Power Station | QLD1 | CALL_B_1 | Raisereg | 15 | 165 | 360 | 90 | 45
CS Energy Limited | Callide Power Station | QLD1 | CALL_B_2 | Lower5min | 35 | 140 | 350 | 45 | 90
CS Energy Limited | Callide Power Station | QLD1 | CALL_B_2 | Lower60sec | 60 | 165 | 360 | 45 | 90
CS Energy Limited | Callide Power Station | QLD1 | CALL_B_2 | Lower6sec | 50 | 165 | 360 | 45 | 90
CS Energy Limited | Callide Power Station | QLD1 | CALL_B_2 | Lowerreg | 15 | 165 | 360 | 45 | 90
CS Energy Limited | Callide Power Station | QLD1 | CALL_B_2 | Raise5min | 15 | 165 | 360 | 90 | 45
CS Energy Limited | Callide Power Station | QLD1 | CALL_B_2 | Raise60sec | 35 | 165 | 360 | 90 | 21
CS Energy Limited | Callide Power Station | QLD1 | CALL_B_2 | Raise6sec | 23 | 165 | 360 | 90 | 21
CS Energy Limited | Callide Power Station | QLD1 | CALL_B_2 | Raisereg | 15 | 165 | 360 | 90 | 45
CS Energy Limited | Gladstone Power Station | QLD1 | GSTONE1 | Lower5min | 25 | 110 | 285 | 45 | 90
CS Energy Limited | Gladstone Power Station | QLD1 | GSTONE1 | Lower60sec | 20 | 110 | 285 | 45 | 90
CS Energy Limited | Gladstone Power Station | QLD1 | GSTONE1 | Lower6sec | 20 | 110 | 285 | 45 | 90
CS Energy Limited | Gladstone Power Station | QLD1 | GSTONE1 | Lowerreg | 75 | 110 | 285 | 45 | 90
CS Energy Limited | Gladstone Power Station | QLD1 | GSTONE1 | Raise5min | 25 | 105 | 285 | 90 | 45
CS Energy Limited | Gladstone Power Station | QLD1 | GSTONE1 | Raise60sec | 30 | 110 | 285 | 90 | 45
CS Energy Limited | Gladstone Power Station | QLD1 | GSTONE1 | Raise6sec | 30 | 110 | 285 | 90 | 45
CS Energy Limited | Gladstone Power Station | QLD1 | GSTONE1 | Raisereg | 75 | 110 | 285 | 90 | 45
CS Energy Limited | Gladstone Power Station | QLD1 | GSTONE2 | Lower5min | 25 | 110 | 285 | 45 | 90
CS Energy Limited | Gladstone Power Station | QLD1 | GSTONE2 | Lower60sec | 20 | 110 | 285 | 45 | 90
CS Energy Limited | Gladstone Power Station | QLD1 | GSTONE2 | Lower6sec | 20 | 110 | 285 | 45 | 90
CS Energy Limited | Gladstone Power Station | QLD1 | GSTONE2 | Lowerreg | 75 | 110 | 285 | 45 | 90
CS Energy Limited | Gladstone Power Station | QLD1 | GSTONE2 | Raise5min | 25 | 105 | 285 | 90 | 45
CS Energy Limited | Gladstone Power Station | QLD1 | GSTONE2 | Raise60sec | 30 | 110 | 285 | 90 | 45
CS Energy Limited | Gladstone Power Station | QLD1 | GSTONE2 | Raise6sec | 30 | 110 | 285 | 90 | 45
CS Energy Limited | Gladstone Power Station | QLD1 | GSTONE2 | Raisereg | 75 | 110 | 285 | 90 | 45
CS Energy Limited | Gladstone Power Station | QLD1 | GSTONE3 | Lower5min | 25 | 110 | 285 | 45 | 90
CS Energy Limited | Gladstone Power Station | QLD1 | GSTONE3 | Lower60sec | 20 | 110 | 285 | 45 | 90
CS Energy Limited | Gladstone Power Station | QLD1 | GSTONE3 | Lower6sec | 20 | 110 | 285 | 45 | 90
CS Energy Limited | Gladstone Power Station | QLD1 | GSTONE3 | Lowerreg | 75 | 110 | 285 | 45 | 90
CS Energy Limited | Gladstone Power Station | QLD1 | GSTONE3 | Raise5min | 25 | 105 | 285 | 90 | 45
CS Energy Limited | Gladstone Power Station | QLD1 | GSTONE3 | Raise60sec | 30 | 110 | 285 | 90 | 45
CS Energy Limited | Gladstone Power Station | QLD1 | GSTONE3 | Raise6sec | 30 | 110 | 285 | 90 | 45
CS Energy Limited | Gladstone Power Station | QLD1 | GSTONE3 | Raisereg | 75 | 110 | 285 | 90 | 45
CS Energy Limited | Gladstone Power Station | QLD1 | GSTONE4 | Lower5min | 25 | 110 | 285 | 45 | 90
CS Energy Limited | Gladstone Power Station | QLD1 | GSTONE4 | Lower60sec | 20 | 110 | 285 | 45 | 90
CS Energy Limited | Gladstone Power Station | QLD1 | GSTONE4 | Lower6sec | 20 | 110 | 285 | 45 | 90
CS Energy Limited | Gladstone Power Station | QLD1 | GSTONE4 | Lowerreg | 75 | 110 | 285 | 45 | 90
CS Energy Limited | Gladstone Power Station | QLD1 | GSTONE4 | Raise5min | 25 | 105 | 285 | 90 | 45
CS Energy Limited | Gladstone Power Station | QLD1 | GSTONE4 | Raise60sec | 30 | 110 | 285 | 90 | 45
CS Energy Limited | Gladstone Power Station | QLD1 | GSTONE4 | Raise6sec | 30 | 110 | 285 | 90 | 45
CS Energy Limited | Gladstone Power Station | QLD1 | GSTONE4 | Raisereg | 75 | 110 | 285 | 90 | 45
CS Energy Limited | Gladstone Power Station | QLD1 | GSTONE5 | Lower5min | 25 | 110 | 285 | 45 | 90
CS Energy Limited | Gladstone Power Station | QLD1 | GSTONE5 | Lower60sec | 20 | 110 | 285 | 45 | 90
CS Energy Limited | Gladstone Power Station | QLD1 | GSTONE5 | Lower6sec | 20 | 110 | 285 | 45 | 90
CS Energy Limited | Gladstone Power Station | QLD1 | GSTONE5 | Lowerreg | 75 | 110 | 285 | 45 | 90
CS Energy Limited | Gladstone Power Station | QLD1 | GSTONE5 | Raise5min | 25 | 105 | 285 | 90 | 45
CS Energy Limited | Gladstone Power Station | QLD1 | GSTONE5 | Raise60sec | 30 | 110 | 285 | 90 | 45
CS Energy Limited | Gladstone Power Station | QLD1 | GSTONE5 | Raise6sec | 30 | 110 | 285 | 90 | 45
CS Energy Limited | Gladstone Power Station | QLD1 | GSTONE5 | Raisereg | 75 | 110 | 285 | 90 | 45
CS Energy Limited | Gladstone Power Station | QLD1 | GSTONE6 | Lower5min | 25 | 110 | 285 | 45 | 90
CS Energy Limited | Gladstone Power Station | QLD1 | GSTONE6 | Lower60sec | 20 | 110 | 285 | 45 | 90
CS Energy Limited | Gladstone Power Station | QLD1 | GSTONE6 | Lower6sec | 20 | 110 | 285 | 45 | 90
CS Energy Limited | Gladstone Power Station | QLD1 | GSTONE6 | Lowerreg | 75 | 110 | 285 | 45 | 90
CS Energy Limited | Gladstone Power Station | QLD1 | GSTONE6 | Raise5min | 25 | 105 | 285 | 90 | 45
CS Energy Limited | Gladstone Power Station | QLD1 | GSTONE6 | Raise60sec | 30 | 110 | 285 | 90 | 45
CS Energy Limited | Gladstone Power Station | QLD1 | GSTONE6 | Raise6sec | 30 | 110 | 285 | 90 | 45
CS Energy Limited | Gladstone Power Station | QLD1 | GSTONE6 | Raisereg | 75 | 110 | 285 | 90 | 45
Delta Electricity | Vales Point "B" Power Station | NSW1 | VP5 | Lower5min | 40 | 280 | 665 | 45 | 90
Delta Electricity | Vales Point "B" Power Station | NSW1 | VP5 | Lower60sec | 100 | 245 | 665 | 45 | 90
Delta Electricity | Vales Point "B" Power Station | NSW1 | VP5 | Lower6sec | 60 | 245 | 665 | 45 | 90
Delta Electricity | Vales Point "B" Power Station | NSW1 | VP5 | Lowerreg | 50 | 250 | 660 | 45 | 90
Delta Electricity | Vales Point "B" Power Station | NSW1 | VP5 | Raise5min | 20 | 245 | 660 | 90 | 45
Delta Electricity | Vales Point "B" Power Station | NSW1 | VP5 | Raise60sec | 33 | 245 | 660 | 90 | 45
Delta Electricity | Vales Point "B" Power Station | NSW1 | VP5 | Raise6sec | 33 | 245 | 660 | 90 | 45
Delta Electricity | Vales Point "B" Power Station | NSW1 | VP5 | Raisereg | 50 | 250 | 660 | 90 | 45
Delta Electricity | Vales Point "B" Power Station | NSW1 | VP6 | Lower5min | 40 | 280 | 665 | 45 | 90
Delta Electricity | Vales Point "B" Power Station | NSW1 | VP6 | Lower60sec | 100 | 245 | 665 | 45 | 90
Delta Electricity | Vales Point "B" Power Station | NSW1 | VP6 | Lower6sec | 60 | 245 | 665 | 45 | 90
Delta Electricity | Vales Point "B" Power Station | NSW1 | VP6 | Lowerreg | 50 | 250 | 660 | 45 | 90
Delta Electricity | Vales Point "B" Power Station | NSW1 | VP6 | Raise5min | 20 | 245 | 660 | 90 | 45
Delta Electricity | Vales Point "B" Power Station | NSW1 | VP6 | Raise60sec | 33 | 245 | 660 | 90 | 45
Delta Electricity | Vales Point "B" Power Station | NSW1 | VP6 | Raise6sec | 33 | 245 | 660 | 90 | 45
Delta Electricity | Vales Point "B" Power Station | NSW1 | VP6 | Raisereg | 50 | 250 | 660 | 90 | 45
Discover Energy Pty Ltd | DiscoverEnergy VPPSA | SA1 | ASSDE1 | Raise60sec | 1 | 0 | 0 | 90 | 90
Discover Energy Pty Ltd | DiscoverEnergy VPPSA | SA1 | ASSDE1 | Raise5min | 1 | 0 | 0 | 90 | 90
Discover Energy Pty Ltd | DiscoverEnergy VPPSA | SA1 | ASSDE1 | Lower60sec | 1 | 0 | 0 | 90 | 90
Discover Energy Pty Ltd | DiscoverEnergy VPPSA | SA1 | ASSDE1 | Lower5min | 1 | 0 | 0 | 90 | 90
EnergyAustralia Ecogen Pty Ltd | Newport Power Station | VIC1 | NPS | Lower60sec | 120 | 80 | 510 | 45 | 45
EnergyAustralia Ecogen Pty Ltd | Newport Power Station | VIC1 | NPS | Lower6sec | 80 | 99 | 510 | 45 | 45
EnergyAustralia Ecogen Pty Ltd | Newport Power Station | VIC1 | NPS | Raise60sec | 120 | 99 | 510 | 45 | 45
EnergyAustralia Ecogen Pty Ltd | Newport Power Station | VIC1 | NPS | Raise6sec | 80 | 99 | 510 | 45 | 45
Enel X Australia Pty Ltd | ENOC MASP NSW | NSW1 | ASNENC1 | Raise5min | 135 | 0 | 0 | 90 | 90
Enel X Australia Pty Ltd | ENOC MASP NSW | NSW1 | ASNENC1 | Raise60sec | 202 | 0 | 0 | 90 | 90
Enel X Australia Pty Ltd | ENOC MASP NSW | NSW1 | ASNENC1 | Raise6sec | 103 | 0 | 0 | 90 | 90
Enel X Australia Pty Ltd | ENOC MASP QLD | QLD1 | ASQENC1 | Raise5min | 22 | 0 | 0 | 90 | 90
Enel X Australia Pty Ltd | ENOC MASP QLD | QLD1 | ASQENC1 | Raise60sec | 44 | 0 | 0 | 90 | 90
Enel X Australia Pty Ltd | ENOC MASP QLD | QLD1 | ASQENC1 | Raise6sec | 30 | 0 | 0 | 90 | 90
Enel X Australia Pty Ltd | ENOC MASP SA | SA1 | ASSENC1 | Raise5min | 20 | 0 | 0 | 90 | 90
Enel X Australia Pty Ltd | ENOC MASP SA | SA1 | ASSENC1 | Raise60sec | 37 | 0 | 0 | 90 | 90
Enel X Australia Pty Ltd | ENOC MASP SA | SA1 | ASSENC1 | Raise6sec | 28 | 0 | 0 | 90 | 90
Enel X Australia Pty Ltd | ENOC MASP VIC | VIC1 | VENUS1 | Raise5min | 54 | 0 | 0 | 90 | 90
Enel X Australia Pty Ltd | ENOC MASP VIC | VIC1 | VENUS1 | Raise60sec | 86 | 0 | 0 | 90 | 90
Enel X Australia Pty Ltd | ENOC MASP VIC | VIC1 | VENUS1 | Raise6sec | 55 | 0 | 0 | 90 | 90
Energy Locals Pty Ltd | Energy Locals SA VPP | SA1 | ASSEL1 | Lower5min | 12 | 0 | 0 | 90 | 90
Energy Locals Pty Ltd | Energy Locals SA VPP | SA1 | ASSEL1 | Lower60sec | 12 | 0 | 0 | 90 | 90
Energy Locals Pty Ltd | Energy Locals SA VPP | SA1 | ASSEL1 | Lower6sec | 12 | 0 | 0 | 90 | 90
Energy Locals Pty Ltd | Energy Locals SA VPP | SA1 | ASSEL1 | Raise60sec | 12 | 0 | 0 | 90 | 90
Energy Locals Pty Ltd | Energy Locals SA VPP | SA1 | ASSEL1 | Raise6sec | 12 | 0 | 0 | 90 | 90
Energy Locals Pty Ltd | Energy Locals SA VPP | SA1 | ASSEL1 | Raise5min | 12 | 0 | 0 | 90 | 90
Energy Locals Pty Ltd | ASNSEL2 | NSW1 | ASNSEL2 | Lower5min | 1 | 0 | 0 | 0 | 0
Energy Locals Pty Ltd | ASNSEL2 | NSW1 | ASNSEL2 | Lower60sec | 1 | 0 | 0 | 0 | 0
Energy Locals Pty Ltd | ASNSEL2 | NSW1 | ASNSEL2 | Lower6sec | 1 | 0 | 0 | 0 | 0
Energy Locals Pty Ltd | ASNSEL2 | NSW1 | ASNSEL2 | Raise60sec | 1 | 0 | 0 | 0 | 0
Energy Locals Pty Ltd | ASNSEL2 | NSW1 | ASNSEL2 | Raise6sec | 1 | 0 | 0 | 0 | 0
Energy Locals Pty Ltd | ASNSEL2 | NSW1 | ASNSEL2 | Raise5min | 1 | 0 | 0 | 0 | 0
Energy Locals Pty Ltd | ASVEIL2 | VIC1 | ASVEIL2 | Lower5min | 1 | 0 | 0 | 0 | 0
Energy Locals Pty Ltd | ASVEIL2 | VIC1 | ASVEIL2 | Lower60sec | 1 | 0 | 0 | 0 | 0
Energy Locals Pty Ltd | ASVEIL2 | VIC1 | ASVEIL2 | Lower6sec | 1 | 0 | 0 | 0 | 0
Energy Locals Pty Ltd | ASVEIL2 | VIC1 | ASVEIL2 | Raise60sec | 1 | 0 | 0 | 0 | 0
Energy Locals Pty Ltd | ASVEIL2 | VIC1 | ASVEIL2 | Raise6sec | 1 | 0 | 0 | 0 | 0
Energy Locals Pty Ltd | ASVEIL2 | VIC1 | ASVEIL2 | Raise5min | 1 | 0 | 0 | 0 | 0
Energy Locals Pty Ltd | VPP Energy Locals SA 1 | SA1 | VSSEL1V1 | Lower5min | 12 | 0 | 0 | 90 | 90
Energy Locals Pty Ltd | VPP Energy Locals SA 1 | SA1 | VSSEL1V1 | Lower60sec | 12 | 0 | 0 | 90 | 90
Energy Locals Pty Ltd | VPP Energy Locals SA 1 | SA1 | VSSEL1V1 | Lower6sec | 12 | 0 | 0 | 90 | 90
Energy Locals Pty Ltd | VPP Energy Locals SA 1 | SA1 | VSSEL1V1 | Raise60sec | 12 | 0 | 0 | 90 | 90
Energy Locals Pty Ltd | VPP Energy Locals SA 1 | SA1 | VSSEL1V1 | Raise6sec | 12 | 0 | 0 | 90 | 90
Energy Locals Pty Ltd | VPP Energy Locals SA 1 | SA1 | VSSEL1V1 | Raise5min | 12 | 0 | 0 | 90 | 90
Energy Locals Pty Ltd | VPP Energy Locals NSW 2 | NSW1 | VSNEL2S1 | Raise6sec | 1 | 0 | 0 | 90 | 90
Energy Locals Pty Ltd | VPP Energy Locals NSW 2 | NSW1 | VSNEL2S1 | Raise60sec | 1 | 0 | 0 | 90 | 90
Energy Locals Pty Ltd | VPP Energy Locals NSW 2 | NSW1 | VSNEL2S1 | Lower60sec | 1 | 0 | 0 | 90 | 90
Energy Locals Pty Ltd | VPP Energy Locals NSW 2 | NSW1 | VSNEL2S1 | Raise5min | 1 | 0 | 0 | 90 | 90
Energy Locals Pty Ltd | VPP Energy Locals NSW 2 | NSW1 | VSNEL2S1 | Lower5min | 1 | 0 | 0 | 90 | 90
Energy Locals Pty Ltd | VPP Energy Locals VIC 2 | VIC1 | VSVEL2S1 | Raise6sec | 1 | 0 | 0 | 90 | 90
Energy Locals Pty Ltd | VPP Energy Locals VIC 2 | VIC1 | VSVEL2S1 | Raise60sec | 1 | 0 | 0 | 90 | 90
Energy Locals Pty Ltd | VPP Energy Locals VIC 2 | VIC1 | VSVEL2S1 | Lower60sec | 1 | 0 | 0 | 90 | 90
Energy Locals Pty Ltd | VPP Energy Locals VIC 2 | VIC1 | VSVEL2S1 | Raise5min | 1 | 0 | 0 | 90 | 90
Energy Locals Pty Ltd | VPP Energy Locals VIC 2 | VIC1 | VSVEL2S1 | Lower5min | 1 | 0 | 0 | 90 | 90
EnergyAustralia Pty Ltd | Ballarat Battery Energy Storage System | VIC1 | BALBG1 | Lowerreg | 30 | 0 | 30 | 45 | 90
EnergyAustralia Pty Ltd | Ballarat Battery Energy Storage System | VIC1 | BALBG1 | Raise5min | 30 | 0 | 30 | 90 | 45
EnergyAustralia Pty Ltd | Ballarat Battery Energy Storage System | VIC1 | BALBG1 | Raise60sec | 30 | 0 | 30 | 90 | 45
EnergyAustralia Pty Ltd | Ballarat Battery Energy Storage System | VIC1 | BALBG1 | Raise6sec | 30 | 0 | 30 | 90 | 45
EnergyAustralia Pty Ltd | Ballarat Battery Energy Storage System | VIC1 | BALBG1 | Raisereg | 30 | 0 | 30 | 90 | 45
EnergyAustralia Pty Ltd | Ballarat Battery Energy Storage System | VIC1 | BALBL1 | Lower5min | 30 | 0 | 30 | 90 | 45
EnergyAustralia Pty Ltd | Ballarat Battery Energy Storage System | VIC1 | BALBL1 | Lower60sec | 30 | 0 | 30 | 90 | 45
EnergyAustralia Pty Ltd | Ballarat Battery Energy Storage System | VIC1 | BALBL1 | Lower6sec | 28 | 0 | 30 | 90 | 45
EnergyAustralia Pty Ltd | Ballarat Battery Energy Storage System | VIC1 | BALBL1 | Lowerreg | 30 | 0 | 30 | 90 | 45
EnergyAustralia Pty Ltd | Ballarat Battery Energy Storage System | VIC1 | BALBL1 | Raisereg | 30 | 0 | 30 | 45 | 90
EnergyAustralia Pty Ltd | Gannawarra Battery Energy Storage System | VIC1 | GANNBG1 | Raise6Sec | 10 | 0 | 25 | 90 | 45
EnergyAustralia Pty Ltd | Gannawarra Battery Energy Storage System | VIC1 | GANNBG1 | Raise60Sec | 10 | 0 | 25 | 90 | 45
EnergyAustralia Pty Ltd | Gannawarra Battery Energy Storage System | VIC1 | GANNBG1 | Raise5Min | 10 | 0 | 25 | 90 | 45
EnergyAustralia Pty Ltd | Gannawarra Battery Energy Storage System | VIC1 | GANNBG1 | Raisereg | 25 | 0 | 25 | 90 | 45
EnergyAustralia Pty Ltd | Gannawarra Battery Energy Storage System | VIC1 | GANNBG1 | Lowerreg | 25 | 0 | 25 | 45 | 90
EnergyAustralia Pty Ltd | Gannawarra Battery Energy Storage System | VIC1 | GANNBL1 | Lower6Sec | 10 | 0 | 25 | 90 | 45
EnergyAustralia Pty Ltd | Gannawarra Battery Energy Storage System | VIC1 | GANNBL1 | Lower60Sec | 10 | 0 | 25 | 90 | 45
EnergyAustralia Pty Ltd | Gannawarra Battery Energy Storage System | VIC1 | GANNBL1 | Lower5Min | 10 | 0 | 25 | 90 | 45
EnergyAustralia Pty Ltd | Gannawarra Battery Energy Storage System | VIC1 | GANNBL1 | Raisereg | 25 | 0 | 25 | 45 | 90
EnergyAustralia Pty Ltd | Gannawarra Battery Energy Storage System | VIC1 | GANNBL1 | Lowerreg | 25 | 0 | 25 | 90 | 45
EnergyAustralia Pty Ltd | Mt Piper Power Station | NSW1 | MP1 | Lower5min | 100 | 300 | 730 | 45 | 90
EnergyAustralia Pty Ltd | Mt Piper Power Station | NSW1 | MP1 | Lower60sec | 100 | 215 | 730 | 45 | 90
EnergyAustralia Pty Ltd | Mt Piper Power Station | NSW1 | MP1 | Lower6sec | 70 | 215 | 730 | 45 | 90
EnergyAustralia Pty Ltd | Mt Piper Power Station | NSW1 | MP1 | Lowerreg | 60 | 220 | 730 | 36 | 90
EnergyAustralia Pty Ltd | Mt Piper Power Station | NSW1 | MP1 | Raise5min | 70 | 215 | 730 | 45 | 45
EnergyAustralia Pty Ltd | Mt Piper Power Station | NSW1 | MP1 | Raise60sec | 66 | 215 | 730 | 45 | 45
EnergyAustralia Pty Ltd | Mt Piper Power Station | NSW1 | MP1 | Raise6sec | 66 | 215 | 730 | 90 | 45
EnergyAustralia Pty Ltd | Mt Piper Power Station | NSW1 | MP1 | Raisereg | 60 | 220 | 730 | 45 | 45
EnergyAustralia Pty Ltd | Mt Piper Power Station | NSW1 | MP2 | Lower5min | 100 | 300 | 700 | 45 | 90
EnergyAustralia Pty Ltd | Mt Piper Power Station | NSW1 | MP2 | Lower60sec | 100 | 215 | 700 | 45 | 90
EnergyAustralia Pty Ltd | Mt Piper Power Station | NSW1 | MP2 | Lower6sec | 70 | 215 | 700 | 45 | 90
EnergyAustralia Pty Ltd | Mt Piper Power Station | NSW1 | MP2 | Lowerreg | 60 | 220 | 700 | 36 | 90
EnergyAustralia Pty Ltd | Mt Piper Power Station | NSW1 | MP2 | Raise5min | 70 | 215 | 700 | 45 | 45
EnergyAustralia Pty Ltd | Mt Piper Power Station | NSW1 | MP2 | Raise60sec | 66 | 215 | 700 | 45 | 45
EnergyAustralia Pty Ltd | Mt Piper Power Station | NSW1 | MP2 | Raise6sec | 66 | 215 | 700 | 90 | 45
EnergyAustralia Pty Ltd | Mt Piper Power Station | NSW1 | MP2 | Raisereg | 60 | 220 | 700 | 45 | 45
EnergyAustralia Yallourn Pty Ltd | Yallourn 'W' Power Station | VIC1 | YWPS1 | Lower5min | 15 | 250 | 375 | 45 | 90
EnergyAustralia Yallourn Pty Ltd | Yallourn 'W' Power Station | VIC1 | YWPS1 | Lower60sec | 20 | 220 | 380 | 45 | 90
EnergyAustralia Yallourn Pty Ltd | Yallourn 'W' Power Station | VIC1 | YWPS1 | Lower6sec | 20 | 220 | 380 | 45 | 90
EnergyAustralia Yallourn Pty Ltd | Yallourn 'W' Power Station | VIC1 | YWPS1 | Lowerreg | 15 | 250 | 365 | 45 | 90
EnergyAustralia Yallourn Pty Ltd | Yallourn 'W' Power Station | VIC1 | YWPS1 | Raise5min | 15 | 250 | 375 | 90 | 45
EnergyAustralia Yallourn Pty Ltd | Yallourn 'W' Power Station | VIC1 | YWPS1 | Raise60sec | 20 | 220 | 380 | 90 | 45
EnergyAustralia Yallourn Pty Ltd | Yallourn 'W' Power Station | VIC1 | YWPS1 | Raise6sec | 20 | 220 | 380 | 90 | 45
EnergyAustralia Yallourn Pty Ltd | Yallourn 'W' Power Station | VIC1 | YWPS1 | Raisereg | 15 | 250 | 365 | 90 | 45
EnergyAustralia Yallourn Pty Ltd | Yallourn 'W' Power Station | VIC1 | YWPS2 | Lower5min | 15 | 250 | 375 | 45 | 90
EnergyAustralia Yallourn Pty Ltd | Yallourn 'W' Power Station | VIC1 | YWPS2 | Lower60sec | 20 | 220 | 380 | 45 | 90
EnergyAustralia Yallourn Pty Ltd | Yallourn 'W' Power Station | VIC1 | YWPS2 | Lower6sec | 20 | 220 | 380 | 45 | 90
EnergyAustralia Yallourn Pty Ltd | Yallourn 'W' Power Station | VIC1 | YWPS2 | Lowerreg | 15 | 250 | 365 | 45 | 90
EnergyAustralia Yallourn Pty Ltd | Yallourn 'W' Power Station | VIC1 | YWPS2 | Raise5min | 15 | 250 | 375 | 90 | 45
EnergyAustralia Yallourn Pty Ltd | Yallourn 'W' Power Station | VIC1 | YWPS2 | Raise60sec | 20 | 220 | 380 | 90 | 45
EnergyAustralia Yallourn Pty Ltd | Yallourn 'W' Power Station | VIC1 | YWPS2 | Raise6sec | 20 | 220 | 380 | 90 | 45
EnergyAustralia Yallourn Pty Ltd | Yallourn 'W' Power Station | VIC1 | YWPS2 | Raisereg | 15 | 250 | 365 | 90 | 45
EnergyAustralia Yallourn Pty Ltd | Yallourn 'W' Power Station | VIC1 | YWPS3 | Lower5min | 20 | 250 | 390 | 45 | 90
EnergyAustralia Yallourn Pty Ltd | Yallourn 'W' Power Station | VIC1 | YWPS3 | Lower60sec | 20 | 220 | 400 | 45 | 90
EnergyAustralia Yallourn Pty Ltd | Yallourn 'W' Power Station | VIC1 | YWPS3 | Lower6sec | 25 | 220 | 405 | 45 | 90
EnergyAustralia Yallourn Pty Ltd | Yallourn 'W' Power Station | VIC1 | YWPS3 | Lowerreg | 20 | 250 | 385 | 45 | 90
EnergyAustralia Yallourn Pty Ltd | Yallourn 'W' Power Station | VIC1 | YWPS3 | Raise5min | 20 | 250 | 390 | 90 | 45
EnergyAustralia Yallourn Pty Ltd | Yallourn 'W' Power Station | VIC1 | YWPS3 | Raise60sec | 20 | 220 | 400 | 90 | 45
EnergyAustralia Yallourn Pty Ltd | Yallourn 'W' Power Station | VIC1 | YWPS3 | Raise6sec | 25 | 220 | 405 | 90 | 45
EnergyAustralia Yallourn Pty Ltd | Yallourn 'W' Power Station | VIC1 | YWPS3 | Raisereg | 20 | 250 | 385 | 90 | 45
EnergyAustralia Yallourn Pty Ltd | Yallourn 'W' Power Station | VIC1 | YWPS4 | Lower5min | 20 | 250 | 390 | 45 | 90
EnergyAustralia Yallourn Pty Ltd | Yallourn 'W' Power Station | VIC1 | YWPS4 | Lower60sec | 20 | 220 | 400 | 45 | 90
EnergyAustralia Yallourn Pty Ltd | Yallourn 'W' Power Station | VIC1 | YWPS4 | Lower6sec | 25 | 220 | 405 | 45 | 90
EnergyAustralia Yallourn Pty Ltd | Yallourn 'W' Power Station | VIC1 | YWPS4 | Lowerreg | 20 | 250 | 385 | 45 | 90
EnergyAustralia Yallourn Pty Ltd | Yallourn 'W' Power Station | VIC1 | YWPS4 | Raise5min | 20 | 250 | 390 | 90 | 45
EnergyAustralia Yallourn Pty Ltd | Yallourn 'W' Power Station | VIC1 | YWPS4 | Raise60sec | 20 | 220 | 400 | 90 | 45
EnergyAustralia Yallourn Pty Ltd | Yallourn 'W' Power Station | VIC1 | YWPS4 | Raise6sec | 25 | 220 | 405 | 90 | 45
EnergyAustralia Yallourn Pty Ltd | Yallourn 'W' Power Station | VIC1 | YWPS4 | Raisereg | 20 | 250 | 385 | 90 | 45
Ergon Energy Queensland Pty Ltd | Bohle BESS | QLD1 | ASQEEV1 | Lower5min | 2 | 0 | 0 | 90 | 90
Ergon Energy Queensland Pty Ltd | Bohle BESS | QLD1 | ASQEEV1 | Lower60sec | 2 | 0 | 0 | 90 | 90
Ergon Energy Queensland Pty Ltd | Bohle BESS | QLD1 | ASQEEV1 | Lower6sec | 3 | 0 | 0 | 90 | 90
Ergon Energy Queensland Pty Ltd | Bohle BESS | QLD1 | ASQEEV1 | Raise5min | 2 | 0 | 0 | 90 | 90
Ergon Energy Queensland Pty Ltd | Bohle BESS | QLD1 | ASQEEV1 | Raise60sec | 2 | 0 | 0 | 90 | 90
Ergon Energy Queensland Pty Ltd | Bohle BESS | QLD1 | ASQEEV1 | Raise6sec | 3 | 0 | 0 | 90 | 90
Firmus Infrastructure Pty Ltd | DR FIRM INFRA T 1 | TAS1 | DRFIIN01 | Raise6sec | 5 | 0 | 0 | 90 | 90
Firmus Infrastructure Pty Ltd | DR FIRM INFRA T 1 | TAS1 | DRFIIN01 | Raise60sec | 5 | 0 | 0 | 90 | 90
Firmus Infrastructure Pty Ltd | DR FIRM INFRA T 1 | TAS1 | DRFIIN01 | Raise5min | 5 | 0 | 0 | 90 | 90
Shell Energy Retail Pty Ltd | Oakey Power Station | QLD1 | OAKEY1 | Lower5min | 25 | 40 | 173 | 45 | 90
Shell Energy Retail Pty Ltd | Oakey Power Station | QLD1 | OAKEY1 | Lower60sec | 25 | 40 | 173 | 45 | 90
Shell Energy Retail Pty Ltd | Oakey Power Station | QLD1 | OAKEY1 | Lowerreg | 50 | 40 | 173 | 45 | 90
Shell Energy Retail Pty Ltd | Oakey Power Station | QLD1 | OAKEY1 | Raise5min | 25 | 40 | 173 | 90 | 45
Shell Energy Retail Pty Ltd | Oakey Power Station | QLD1 | OAKEY1 | Raise60sec | 25 | 40 | 173 | 90 | 45
Shell Energy Retail Pty Ltd | Oakey Power Station | QLD1 | OAKEY1 | Raisereg | 50 | 40 | 173 | 90 | 45
Shell Energy Retail Pty Ltd | Oakey Power Station | QLD1 | OAKEY2 | Lower5min | 25 | 40 | 173 | 45 | 90
Shell Energy Retail Pty Ltd | Oakey Power Station | QLD1 | OAKEY2 | Lower60sec | 25 | 40 | 173 | 45 | 90
Shell Energy Retail Pty Ltd | Oakey Power Station | QLD1 | OAKEY2 | Lowerreg | 50 | 40 | 173 | 45 | 90
Shell Energy Retail Pty Ltd | Oakey Power Station | QLD1 | OAKEY2 | Raise5min | 25 | 40 | 173 | 90 | 45
Shell Energy Retail Pty Ltd | Oakey Power Station | QLD1 | OAKEY2 | Raise60sec | 25 | 40 | 173 | 90 | 45
Shell Energy Retail Pty Ltd | Oakey Power Station | QLD1 | OAKEY2 | Raisereg | 50 | 40 | 173 | 90 | 45
Firmus Grid Pty Ltd | St Leonards Data Centre | TAS1 | SLDCBLK1 | Raise6sec | 17 | 2 | 17 | 49 | 90
Firmus Grid Pty Ltd | St Leonards Data Centre | TAS1 | SLDCBLK1 | Raise60sec | 13 | 2 | 17 | 45 | 90
Firmus Grid Pty Ltd | St Leonards Data Centre | TAS1 | SLDCBLK1 | Raise5min | 14 | 2 | 17 | 45 | 90
Hornsdale Power Reserve Pty Ltd | Hornsdale Power Reserve | SA1 | HPRG1 | Lowerreg | 150 | 0 | 150 | 45 | 90
Hornsdale Power Reserve Pty Ltd | Hornsdale Power Reserve | SA1 | HPRG1 | Raise5min | 85 | 0 | 150 | 90 | 45
Hornsdale Power Reserve Pty Ltd | Hornsdale Power Reserve | SA1 | HPRG1 | Raise60sec | 85 | 0 | 150 | 90 | 45
Hornsdale Power Reserve Pty Ltd | Hornsdale Power Reserve | SA1 | HPRG1 | Raise6sec | 114 | 0 | 150 | 90 | 54
Hornsdale Power Reserve Pty Ltd | Hornsdale Power Reserve | SA1 | HPRG1 | Raisereg | 150 | 0 | 150 | 90 | 45
Hornsdale Power Reserve Pty Ltd | Hornsdale Power Reserve | SA1 | HPRL1 | Lower5min | 85 | 0 | 120 | 90 | 45
Hornsdale Power Reserve Pty Ltd | Hornsdale Power Reserve | SA1 | HPRL1 | Lower60sec | 85 | 0 | 120 | 90 | 45
Hornsdale Power Reserve Pty Ltd | Hornsdale Power Reserve | SA1 | HPRL1 | Lower6sec | 114 | 0 | 120 | 90 | 54
Hornsdale Power Reserve Pty Ltd | Hornsdale Power Reserve | SA1 | HPRL1 | Lowerreg | 120 | 0 | 120 | 90 | 45
Hornsdale Power Reserve Pty Ltd | Hornsdale Power Reserve | SA1 | HPRL1 | Raisereg | 120 | 0 | 120 | 45 | 90
HWF 2 Pty Ltd | Hornsdale Wind Farm 2 | SA1 | HDWF2 | Lower5min | 20 | 20 | 102 | 45 | 68
HWF 2 Pty Ltd | Hornsdale Wind Farm 2 | SA1 | HDWF2 | Lower60sec | 20 | 20 | 102 | 45 | 65
HWF 2 Pty Ltd | Hornsdale Wind Farm 2 | SA1 | HDWF2 | Lowerreg | 20 | 15 | 102 | 45 | 63
HWF 2 Pty Ltd | Hornsdale Wind Farm 2 | SA1 | HDWF2 | Raise5min | 20 | 20 | 102 | 90 | 14
HWF 2 Pty Ltd | Hornsdale Wind Farm 2 | SA1 | HDWF2 | Raise60sec | 20 | 20 | 102 | 90 | 21
HWF 2 Pty Ltd | Hornsdale Wind Farm 2 | SA1 | HDWF2 | Raisereg | 20 | 15 | 102 | 90 | 34
HWF1 Pty Ltd | Hornsdale Wind Farm | SA1 | HDWF1 | Lowerreg | 20 | 15 | 102 | 45 | 63
HWF1 Pty Ltd | Hornsdale Wind Farm | SA1 | HDWF1 | Raisereg | 20 | 15 | 102 | 90 | 34
HWF3 Pty Ltd | Hornsdale Wind Farm 3 | SA1 | HDWF3 | Lowerreg | 20 | 15 | 109 | 45 | 62
HWF3 Pty Ltd | Hornsdale Wind Farm 3 | SA1 | HDWF3 | Raisereg | 20 | 15 | 109 | 90 | 33
Hydro-Electric Corporation | Bastyan Power Station | TAS1 | BASTYAN | Lower5min | 88 | 0 | 88 | 45 | 90
Hydro-Electric Corporation | Bastyan Power Station | TAS1 | BASTYAN | Lower60sec | 47 | 0 | 89 | 49 | 71
Hydro-Electric Corporation | Bastyan Power Station | TAS1 | BASTYAN | Lower6sec | 6 | 0 | 87 | 31 | 14
Hydro-Electric Corporation | Bastyan Power Station | TAS1 | BASTYAN | Lowerreg | 88 | 0 | 88 | 45 | 90
Hydro-Electric Corporation | Bastyan Power Station | TAS1 | BASTYAN | Raise5min | 88 | 0 | 88 | 90 | 45
Hydro-Electric Corporation | Bastyan Power Station | TAS1 | BASTYAN | Raise60sec | 46 | 0 | 83 | 82 | 55
Hydro-Electric Corporation | Bastyan Power Station | TAS1 | BASTYAN | Raise6sec | 6 | 0 | 83 | 48 | 12
Hydro-Electric Corporation | Bastyan Power Station | TAS1 | BASTYAN | Raisereg | 88 | 0 | 88 | 90 | 45
Hydro-Electric Corporation | Catagunya / Liapootah / Wayatinah Power Station | TAS1 | LI_WY_CA | Lower5min | 170 | 0 | 192 | 42 | 90
Hydro-Electric Corporation | Catagunya / Liapootah / Wayatinah Power Station | TAS1 | LI_WY_CA | Lower60sec | 140 | 0 | 192 | 49 | 90
Hydro-Electric Corporation | Catagunya / Liapootah / Wayatinah Power Station | TAS1 | LI_WY_CA | Lower6sec | 59 | 0 | 192 | 46 | 90
Hydro-Electric Corporation | Catagunya / Liapootah / Wayatinah Power Station | TAS1 | LI_WY_CA | Lowerreg | 192 | 0 | 192 | 45 | 90
Hydro-Electric Corporation | Catagunya / Liapootah / Wayatinah Power Station | TAS1 | LI_WY_CA | Raise5min | 113 | 0 | 192 | 90 | 30
Hydro-Electric Corporation | Catagunya / Liapootah / Wayatinah Power Station | TAS1 | LI_WY_CA | Raise60sec | 115 | 0 | 192 | 90 | 48
Hydro-Electric Corporation | Catagunya / Liapootah / Wayatinah Power Station | TAS1 | LI_WY_CA | Raise6sec | 25 | 0 | 192 | 90 | 14
Hydro-Electric Corporation | Catagunya / Liapootah / Wayatinah Power Station | TAS1 | LI_WY_CA | Raisereg | 192 | 0 | 192 | 90 | 45
Hydro-Electric Corporation | Cethana Power Station | TAS1 | CETHANA | Lower5min | 100 | 0 | 100 | 45 | 90
Hydro-Electric Corporation | Cethana Power Station | TAS1 | CETHANA | Lower60sec | 118 | 0 | 100 | 65 | 90
Hydro-Electric Corporation | Cethana Power Station | TAS1 | CETHANA | Lower6sec | 20 | 0 | 100 | 69 | 34
Hydro-Electric Corporation | Cethana Power Station | TAS1 | CETHANA | Lowerreg | 100 | 0 | 100 | 45 | 90
Hydro-Electric Corporation | Cethana Power Station | TAS1 | CETHANA | Raise5min | 100 | 0 | 100 | 90 | 45
Hydro-Electric Corporation | Cethana Power Station | TAS1 | CETHANA | Raise60sec | 121 | 0 | 100 | 90 | 61
Hydro-Electric Corporation | Cethana Power Station | TAS1 | CETHANA | Raise6sec | 17 | 0 | 100 | 90 | 22
Hydro-Electric Corporation | Cethana Power Station | TAS1 | CETHANA | Raisereg | 100 | 0 | 100 | 90 | 45
Hydro-Electric Corporation | Devils Gate Power Station | TAS1 | DEVILS_G | Lower5min | 67 | 0 | 67 | 45 | 90
Hydro-Electric Corporation | Devils Gate Power Station | TAS1 | DEVILS_G | Lower60sec | 85 | 0 | 65 | 61 | 87
Hydro-Electric Corporation | Devils Gate Power Station | TAS1 | DEVILS_G | Lower6sec | 11 | 0 | 63 | 69 | 38
Hydro-Electric Corporation | Devils Gate Power Station | TAS1 | DEVILS_G | Lowerreg | 67 | 0 | 67 | 45 | 90
Hydro-Electric Corporation | Devils Gate Power Station | TAS1 | DEVILS_G | Raise5min | 67 | 0 | 67 | 90 | 45
Hydro-Electric Corporation | Devils Gate Power Station | TAS1 | DEVILS_G | Raise60sec | 81 | 0 | 65 | 90 | 57
Hydro-Electric Corporation | Devils Gate Power Station | TAS1 | DEVILS_G | Raise6sec | 10 | 0 | 60 | 87 | 15
Hydro-Electric Corporation | Devils Gate Power Station | TAS1 | DEVILS_G | Raisereg | 67 | 0 | 67 | 90 | 45
Hydro-Electric Corporation | Fisher Power Station | TAS1 | FISHER | Lower5min | 46 | 0 | 46 | 45 | 90
Hydro-Electric Corporation | Fisher Power Station | TAS1 | FISHER | Lower60sec | 20 | 0 | 46 | 59 | 90
Hydro-Electric Corporation | Fisher Power Station | TAS1 | FISHER | Lower6sec | 27 | 6 | 46 | 34 | 90
Hydro-Electric Corporation | Fisher Power Station | TAS1 | FISHER | Lowerreg | 46 | 0 | 46 | 45 | 90
Hydro-Electric Corporation | Fisher Power Station | TAS1 | FISHER | Raise5min | 46 | 0 | 46 | 90 | 45
Hydro-Electric Corporation | Fisher Power Station | TAS1 | FISHER | Raise60sec | 21 | 0 | 46 | 90 | 67
Hydro-Electric Corporation | Fisher Power Station | TAS1 | FISHER | Raise6sec | 3 | 0 | 46 | 90 | 90
Hydro-Electric Corporation | Fisher Power Station | TAS1 | FISHER | Raisereg | 46 | 0 | 46 | 90 | 45
Hydro-Electric Corporation | Gordon Power Station | TAS1 | GORDON | Lower5min | 450 | 0 | 450 | 45 | 90
Hydro-Electric Corporation | Gordon Power Station | TAS1 | GORDON | Lower60sec | 614 | 0 | 467 | 64 | 90
Hydro-Electric Corporation | Gordon Power Station | TAS1 | GORDON | Lower6sec | 171 | 0 | 538 | 61 | 90
Hydro-Electric Corporation | Gordon Power Station | TAS1 | GORDON | Lowerreg | 450 | 0 | 450 | 45 | 90
Hydro-Electric Corporation | Gordon Power Station | TAS1 | GORDON | Raise5min | 450 | 0 | 450 | 90 | 45
Hydro-Electric Corporation | Gordon Power Station | TAS1 | GORDON | Raise60sec | 600 | 0 | 465 | 90 | 61
Hydro-Electric Corporation | Gordon Power Station | TAS1 | GORDON | Raise6sec | 144 | 0 | 471 | 90 | 43
Hydro-Electric Corporation | Gordon Power Station | TAS1 | GORDON | Raisereg | 450 | 0 | 450 | 90 | 45
Hydro-Electric Corporation | HydroTas MASP TAS | TAS1 | ASTHYD1 | Raise6sec | 105 | 0 | 0 | 90 | 90
Hydro-Electric Corporation | John Butters Power Station | TAS1 | JBUTTERS | Lower5min | 144 | 0 | 144 | 45 | 90
Hydro-Electric Corporation | John Butters Power Station | TAS1 | JBUTTERS | Lower60sec | 158 | 0 | 144 | 64 | 90
Hydro-Electric Corporation | John Butters Power Station | TAS1 | JBUTTERS | Lower6sec | 35 | 0 | 144 | 62 | 45
Hydro-Electric Corporation | John Butters Power Station | TAS1 | JBUTTERS | Lowerreg | 144 | 0 | 144 | 45 | 90
Hydro-Electric Corporation | John Butters Power Station | TAS1 | JBUTTERS | Raise5min | 144 | 0 | 144 | 90 | 45
Hydro-Electric Corporation | John Butters Power Station | TAS1 | JBUTTERS | Raise60sec | 158 | 0 | 144 | 90 | 61
Hydro-Electric Corporation | John Butters Power Station | TAS1 | JBUTTERS | Raise6sec | 39 | 0 | 144 | 81 | 27
Hydro-Electric Corporation | John Butters Power Station | TAS1 | JBUTTERS | Raisereg | 144 | 0 | 144 | 90 | 45
Hydro-Electric Corporation | Lemonthyme / Wilmot Power Station | TAS1 | LEM_WIL | Lower5min | 70 | 0 | 87 | 42 | 90
Hydro-Electric Corporation | Lemonthyme / Wilmot Power Station | TAS1 | LEM_WIL | Lower60sec | 20 | 0 | 87 | 48 | 90
Hydro-Electric Corporation | Lemonthyme / Wilmot Power Station | TAS1 | LEM_WIL | Lower6sec | 2 | 0 | 87 | 45 | 90
Hydro-Electric Corporation | Lemonthyme / Wilmot Power Station | TAS1 | LEM_WIL | Lowerreg | 82 | 0 | 87 | 45 | 90
Hydro-Electric Corporation | Lemonthyme / Wilmot Power Station | TAS1 | LEM_WIL | Raise5min | 70 | 0 | 87 | 90 | 42
Hydro-Electric Corporation | Lemonthyme / Wilmot Power Station | TAS1 | LEM_WIL | Raise60sec | 10 | 0 | 87 | 90 | 52
Hydro-Electric Corporation | Lemonthyme / Wilmot Power Station | TAS1 | LEM_WIL | Raise6sec | 1 | 0 | 87 | 90 | 45
Hydro-Electric Corporation | Lemonthyme / Wilmot Power Station | TAS1 | LEM_WIL | Raisereg | 82 | 0 | 87 | 90 | 45
Hydro-Electric Corporation | Mackintosh Power Station | TAS1 | MACKNTSH | Lower5min | 89 | 0 | 89 | 45 | 90
Hydro-Electric Corporation | Mackintosh Power Station | TAS1 | MACKNTSH | Lower60sec | 50 | 0 | 90 | 50 | 81
Hydro-Electric Corporation | Mackintosh Power Station | TAS1 | MACKNTSH | Lower6sec | 5 | 0 | 90 | 30 | 12
Hydro-Electric Corporation | Mackintosh Power Station | TAS1 | MACKNTSH | Lowerreg | 89 | 0 | 89 | 45 | 90
Hydro-Electric Corporation | Mackintosh Power Station | TAS1 | MACKNTSH | Raise5min | 89 | 0 | 89 | 90 | 45
Hydro-Electric Corporation | Mackintosh Power Station | TAS1 | MACKNTSH | Raise60sec | 50 | 0 | 89 | 77 | 54
Hydro-Electric Corporation | Mackintosh Power Station | TAS1 | MACKNTSH | Raise6sec | 5 | 0 | 88 | 46 | 10
Hydro-Electric Corporation | Mackintosh Power Station | TAS1 | MACKNTSH | Raisereg | 89 | 0 | 89 | 90 | 45
Hydro-Electric Corporation | Meadowbank Power Station | TAS1 | MEADOWBK | Lower5min | 40 | 0 | 42 | 45 | 90
Hydro-Electric Corporation | Meadowbank Power Station | TAS1 | MEADOWBK | Lower60sec | 41 | 0 | 42 | 64 | 89
Hydro-Electric Corporation | Meadowbank Power Station | TAS1 | MEADOWBK | Lower6sec | 5 | 0 | 42 | 69 | 84
Hydro-Electric Corporation | Meadowbank Power Station | TAS1 | MEADOWBK | Lowerreg | 40 | 0 | 42 | 45 | 90
Hydro-Electric Corporation | Meadowbank Power Station | TAS1 | MEADOWBK | Raise5min | 40 | 0 | 42 | 90 | 45
Hydro-Electric Corporation | Meadowbank Power Station | TAS1 | MEADOWBK | Raise60sec | 39 | 0 | 42 | 90 | 61
Hydro-Electric Corporation | Meadowbank Power Station | TAS1 | MEADOWBK | Raise6sec | 13 | 0 | 44 | 90 | 32
Hydro-Electric Corporation | Meadowbank Power Station | TAS1 | MEADOWBK | Raisereg | 40 | 0 | 42 | 90 | 45
Hydro-Electric Corporation | Musselroe Wind Farm | TAS1 | MUSSELR1 | Lower5min | 31 | 50 | 129 | 45 | 61
Hydro-Electric Corporation | Musselroe Wind Farm | TAS1 | MUSSELR1 | Lower60sec | 32 | 50 | 129 | 45 | 62
Hydro-Electric Corporation | Musselroe Wind Farm | TAS1 | MUSSELR1 | Lowerreg | 30 | 50 | 153 | 45 | 60
Hydro-Electric Corporation | Musselroe Wind Farm | TAS1 | MUSSELR1 | Raise5min | 31 | 50 | 129 | 90 | 33
Hydro-Electric Corporation | Musselroe Wind Farm | TAS1 | MUSSELR1 | Raise60sec | 32 | 50 | 129 | 90 | 33
Hydro-Electric Corporation | Musselroe Wind Farm | TAS1 | MUSSELR1 | Raisereg | 30 | 50 | 153 | 90 | 33
Hydro-Electric Corporation | Poatina Power Station | TAS1 | POAT110 | Lower5min | 80 | 0 | 124 | 45 | 90
Hydro-Electric Corporation | Poatina Power Station | TAS1 | POAT110 | Lower60sec | 130 | 0 | 124 | 64 | 90
Hydro-Electric Corporation | Poatina Power Station | TAS1 | POAT110 | Lower6sec | 63 | 0 | 124 | 57 | 90
Hydro-Electric Corporation | Poatina Power Station | TAS1 | POAT110 | Lowerreg | 100 | 0 | 124 | 45 | 90
Hydro-Electric Corporation | Poatina Power Station | TAS1 | POAT110 | Raise5min | 80 | 0 | 124 | 90 | 45
Hydro-Electric Corporation | Poatina Power Station | TAS1 | POAT110 | Raise60sec | 35 | 0 | 124 | 90 | 64
Hydro-Electric Corporation | Poatina Power Station | TAS1 | POAT110 | Raise6sec | 10 | 0 | 124 | 90 | 90
Hydro-Electric Corporation | Poatina Power Station | TAS1 | POAT110 | Raisereg | 100 | 0 | 124 | 90 | 45
Hydro-Electric Corporation | Poatina Power Station | TAS1 | POAT220 | Lower5min | 160 | 0 | 248 | 45 | 90
Hydro-Electric Corporation | Poatina Power Station | TAS1 | POAT220 | Lower60sec | 288 | 0 | 248 | 64 | 90
Hydro-Electric Corporation | Poatina Power Station | TAS1 | POAT220 | Lower6sec | 124 | 0 | 248 | 57 | 90
Hydro-Electric Corporation | Poatina Power Station | TAS1 | POAT220 | Lowerreg | 200 | 0 | 248 | 45 | 90
Hydro-Electric Corporation | Poatina Power Station | TAS1 | POAT220 | Raise5min | 160 | 0 | 248 | 90 | 45
Hydro-Electric Corporation | Poatina Power Station | TAS1 | POAT220 | Raise60sec | 95 | 0 | 248 | 90 | 56
Hydro-Electric Corporation | Poatina Power Station | TAS1 | POAT220 | Raise6sec | 4 | 0 | 158 | 90 | 16
Hydro-Electric Corporation | Poatina Power Station | TAS1 | POAT220 | Raisereg | 200 | 0 | 248 | 90 | 45
Hydro-Electric Corporation | Reece Power Station | TAS1 | REECE1 | Lower5min | 119 | 0 | 119 | 45 | 90
Hydro-Electric Corporation | Reece Power Station | TAS1 | REECE1 | Lower60sec | 106 | 8 | 119 | 53 | 90
Hydro-Electric Corporation | Reece Power Station | TAS1 | REECE1 | Lower6sec | 22 | 0 | 119 | 55 | 46
Hydro-Electric Corporation | Reece Power Station | TAS1 | REECE1 | Lowerreg | 119 | 0 | 119 | 45 | 90
Hydro-Electric Corporation | Reece Power Station | TAS1 | REECE1 | Raise5min | 119 | 0 | 119 | 90 | 45
Hydro-Electric Corporation | Reece Power Station | TAS1 | REECE1 | Raise60sec | 76 | 0 | 119 | 90 | 59
Hydro-Electric Corporation | Reece Power Station | TAS1 | REECE1 | Raise6sec | 26 | 0 | 119 | 90 | 19
Hydro-Electric Corporation | Reece Power Station | TAS1 | REECE1 | Raisereg | 119 | 0 | 119 | 90 | 45
Hydro-Electric Corporation | Reece Power Station | TAS1 | REECE2 | Lower5min | 119 | 0 | 119 | 45 | 90
Hydro-Electric Corporation | Reece Power Station | TAS1 | REECE2 | Lower60sec | 126 | 0 | 119 | 60 | 90
Hydro-Electric Corporation | Reece Power Station | TAS1 | REECE2 | Lower6sec | 31 | 0 | 148 | 58 | 18
Hydro-Electric Corporation | Reece Power Station | TAS1 | REECE2 | Lowerreg | 119 | 0 | 119 | 45 | 90
Hydro-Electric Corporation | Reece Power Station | TAS1 | REECE2 | Raise5min | 119 | 0 | 119 | 90 | 45
Hydro-Electric Corporation | Reece Power Station | TAS1 | REECE2 | Raise60sec | 108 | 0 | 119 | 90 | 63
Hydro-Electric Corporation | Reece Power Station | TAS1 | REECE2 | Raise6sec | 31 | 0 | 119 | 90 | 15
Hydro-Electric Corporation | Reece Power Station | TAS1 | REECE2 | Raisereg | 119 | 0 | 119 | 90 | 45
Hydro-Electric Corporation | Tamar Valley Combined Cycle Power Station | TAS1 | TVCC201 | Lower5min | 100 | 35 | 209 | 41 | 90
Hydro-Electric Corporation | Tamar Valley Combined Cycle Power Station | TAS1 | TVCC201 | Lower60sec | 210 | 35 | 209 | 50 | 90
Hydro-Electric Corporation | Tamar Valley Combined Cycle Power Station | TAS1 | TVCC201 | Lower6sec | 26 | 35 | 209 | 13 | 90
Hydro-Electric Corporation | Tarraleah Power Station | TAS1 | TARRALEA | Lower6sec | 25 | 0 | 90 | 30 | 90
Hydro-Electric Corporation | Trevallyn Power Station | TAS1 | TREVALLN | Lower5min | 101 | 0 | 101 | 45 | 90
Hydro-Electric Corporation | Trevallyn Power Station | TAS1 | TREVALLN | Lower60sec | 31 | 0 | 103 | 64 | 54
Hydro-Electric Corporation | Trevallyn Power Station | TAS1 | TREVALLN | Lower6sec | 14 | 0 | 93 | 32 | 33
Hydro-Electric Corporation | Trevallyn Power Station | TAS1 | TREVALLN | Lowerreg | 101 | 0 | 101 | 45 | 90
Hydro-Electric Corporation | Trevallyn Power Station | TAS1 | TREVALLN | Raise5min | 101 | 0 | 101 | 90 | 45
Hydro-Electric Corporation | Trevallyn Power Station | TAS1 | TREVALLN | Raise60sec | 29 | 0 | 103 | 83 | 41
Hydro-Electric Corporation | Trevallyn Power Station | TAS1 | TREVALLN | Raise6sec | 13 | 0 | 91 | 90 | 28
Hydro-Electric Corporation | Trevallyn Power Station | TAS1 | TREVALLN | Raisereg | 101 | 0 | 101 | 90 | 45
Hydro-Electric Corporation | Tribute Power Station | TAS1 | TRIBUTE | Lower5min | 84 | 0 | 84 | 45 | 90
Hydro-Electric Corporation | Tribute Power Station | TAS1 | TRIBUTE | Lower60sec | 80 | 0 | 92 | 61 | 81
Hydro-Electric Corporation | Tribute Power Station | TAS1 | TRIBUTE | Lower6sec | 11 | 0 | 92 | 40 | 16
Hydro-Electric Corporation | Tribute Power Station | TAS1 | TRIBUTE | Lowerreg | 84 | 0 | 84 | 45 | 90
Hydro-Electric Corporation | Tribute Power Station | TAS1 | TRIBUTE | Raise5min | 84 | 0 | 84 | 90 | 45
Hydro-Electric Corporation | Tribute Power Station | TAS1 | TRIBUTE | Raise60sec | 73 | 0 | 93 | 90 | 58
Hydro-Electric Corporation | Tribute Power Station | TAS1 | TRIBUTE | Raise6sec | 10 | 0 | 92 | 78 | 14
Hydro-Electric Corporation | Tribute Power Station | TAS1 | TRIBUTE | Raisereg | 84 | 0 | 84 | 90 | 45
Hydro-Electric Corporation | Tungatinah Power Station | TAS1 | TUNGATIN | Lower5min | 140 | 0 | 140 | 45 | 90
Hydro-Electric Corporation | Tungatinah Power Station | TAS1 | TUNGATIN | Lower60sec | 150 | 0 | 140 | 59 | 90
Hydro-Electric Corporation | Tungatinah Power Station | TAS1 | TUNGATIN | Lower6sec | 20 | 0 | 140 | 57 | 66
Hydro-Electric Corporation | Tungatinah Power Station | TAS1 | TUNGATIN | Lowerreg | 140 | 0 | 140 | 45 | 90
Hydro-Electric Corporation | Tungatinah Power Station | TAS1 | TUNGATIN | Raise5min | 140 | 0 | 140 | 90 | 45
Hydro-Electric Corporation | Tungatinah Power Station | TAS1 | TUNGATIN | Raise60sec | 150 | 0 | 145 | 90 | 61
Hydro-Electric Corporation | Tungatinah Power Station | TAS1 | TUNGATIN | Raise6sec | 35 | 0 | 145 | 90 | 29
Hydro-Electric Corporation | Tungatinah Power Station | TAS1 | TUNGATIN | Raisereg | 140 | 0 | 140 | 90 | 45
Hydro-Electric Corporation | VPP HT QLD 1 | QLD1 | VSQHT1V1 | Raise6sec | 1 | 0 | 0 | 90 | 90
Hydro-Electric Corporation | VPP HT QLD 1 | QLD1 | VSQHT1V1 | Lower6sec | 1 | 0 | 0 | 90 | 90
Hydro-Electric Corporation | VPP HT QLD 1 | QLD1 | VSQHT1V1 | Raise60sec | 1 | 0 | 0 | 90 | 90
Hydro-Electric Corporation | VPP HT QLD 1 | QLD1 | VSQHT1V1 | Lower60sec | 1 | 0 | 0 | 90 | 90
Hydro-Electric Corporation | VPP HT QLD 1 | QLD1 | VSQHT1V1 | Raise5min | 1 | 0 | 0 | 90 | 90
Hydro-Electric Corporation | VPP HT QLD 1 | QLD1 | VSQHT1V1 | Lower5min | 1 | 0 | 0 | 90 | 90
Iberdrola Australia Wallgrove Pty Limited | Wallgrove BESS 1 | NSW1 | WALGRVG1 | Raise6sec | 34 | 0 | 50 | 90 | 52
Iberdrola Australia Wallgrove Pty Limited | Wallgrove BESS 1 | NSW1 | WALGRVG1 | Raise60sec | 26 | 0 | 50 | 90 | 45
Iberdrola Australia Wallgrove Pty Limited | Wallgrove BESS 1 | NSW1 | WALGRVG1 | Raise5Min | 26 | 0 | 50 | 90 | 45
Iberdrola Australia Wallgrove Pty Limited | Wallgrove BESS 1 | NSW1 | WALGRVG1 | Raisereg | 50 | 0 | 50 | 90 | 45
Iberdrola Australia Wallgrove Pty Limited | Wallgrove BESS 1 | NSW1 | WALGRVG1 | Lowerreg | 50 | 0 | 50 | 45 | 90
Iberdrola Australia Wallgrove Pty Limited | Wallgrove BESS 1 | NSW1 | WALGRVL1 | Lower6Sec | 34 | 0 | 47 | 90 | 52
Iberdrola Australia Wallgrove Pty Limited | Wallgrove BESS 1 | NSW1 | WALGRVL1 | Lower60Sec | 26 | 0 | 47 | 90 | 45
Iberdrola Australia Wallgrove Pty Limited | Wallgrove BESS 1 | NSW1 | WALGRVL1 | Lower5Min | 26 | 0 | 47 | 90 | 45
Iberdrola Australia Wallgrove Pty Limited | Wallgrove BESS 1 | NSW1 | WALGRVL1 | Raisereg | 47 | 0 | 47 | 45 | 90
Iberdrola Australia Wallgrove Pty Limited | Wallgrove BESS 1 | NSW1 | WALGRVL1 | Lowerreg | 47 | 0 | 47 | 90 | 45
Kennedy Energy Park Pty Ltd | Kennedy Energy Park | QLD1 | KEPBG1 | Raise5min | 2 | 0 | 0 | 90 | 90
Kennedy Energy Park Pty Ltd | Kennedy Energy Park | QLD1 | KEPBG1 | Raise60sec | 2 | 0 | 0 | 90 | 90
Kennedy Energy Park Pty Ltd | Kennedy Energy Park | QLD1 | KEPBG1 | Raise6sec | 2 | 0 | 0 | 90 | 90
Kennedy Energy Park Pty Ltd | Kennedy Energy Park | QLD1 | KEPBL1 | Lower5min | 2 | 0 | 0 | 90 | 90
Kennedy Energy Park Pty Ltd | Kennedy Energy Park | QLD1 | KEPBL1 | Lower60sec | 2 | 0 | 0 | 90 | 90
Kennedy Energy Park Pty Ltd | Kennedy Energy Park | QLD1 | KEPBL1 | Lower6sec | 2 | 0 | 0 | 90 | 90
Lake Bonney Wind Power Pty Ltd | Lake Bonney BESS1 | SA1 | LBBG1 | Lowerreg | 25 | 0 | 25 | 45 | 90
Lake Bonney Wind Power Pty Ltd | Lake Bonney BESS1 | SA1 | LBBG1 | Raise5min | 13 | 0 | 25 | 90 | 45
Lake Bonney Wind Power Pty Ltd | Lake Bonney BESS1 | SA1 | LBBG1 | Raise60sec | 13 | 0 | 25 | 90 | 45
Lake Bonney Wind Power Pty Ltd | Lake Bonney BESS1 | SA1 | LBBG1 | Raise6sec | 21 | 0 | 25 | 90 | 57
Lake Bonney Wind Power Pty Ltd | Lake Bonney BESS1 | SA1 | LBBG1 | Raisereg | 25 | 0 | 25 | 90 | 45
Lake Bonney Wind Power Pty Ltd | Lake Bonney BESS1 | SA1 | LBBL1 | Lower5min | 13 | 0 | 25 | 90 | 45
Lake Bonney Wind Power Pty Ltd | Lake Bonney BESS1 | SA1 | LBBL1 | Lower60sec | 13 | 0 | 25 | 90 | 45
Lake Bonney Wind Power Pty Ltd | Lake Bonney BESS1 | SA1 | LBBL1 | Lower6sec | 21 | 0 | 25 | 90 | 57
Lake Bonney Wind Power Pty Ltd | Lake Bonney BESS1 | SA1 | LBBL1 | Lowerreg | 25 | 0 | 25 | 90 | 45
Lake Bonney Wind Power Pty Ltd | Lake Bonney BESS1 | SA1 | LBBL1 | Raisereg | 25 | 0 | 25 | 45 | 90
Millmerran Energy Trader Pty Ltd | Millmerran Power Plant | QLD1 | MPP_1 | Lowerreg | 25 | 350 | 435 | 45 | 90
Millmerran Energy Trader Pty Ltd | Millmerran Power Plant | QLD1 | MPP_1 | Raisereg | 25 | 350 | 435 | 90 | 45
Millmerran Energy Trader Pty Ltd | Millmerran Power Plant | QLD1 | MPP_2 | Lowerreg | 25 | 350 | 435 | 45 | 90
Millmerran Energy Trader Pty Ltd | Millmerran Power Plant | QLD1 | MPP_2 | Raisereg | 25 | 350 | 435 | 90 | 45
Origin Energy Electricity Limited | Darling Downs Power Station | QLD1 | DDPS1 | Lowerreg | 50 | 58 | 663 | 45 | 90
Origin Energy Electricity Limited | Darling Downs Power Station | QLD1 | DDPS1 | Lower5min | 85 | 70 | 663 | 45 | 90
Origin Energy Electricity Limited | Darling Downs Power Station | QLD1 | DDPS1 | Lower60sec | 68 | 70 | 663 | 45 | 90
Origin Energy Electricity Limited | Darling Downs Power Station | QLD1 | DDPS1 | Lower6sec | 35 | 70 | 663 | 45 | 90
Origin Energy Electricity Limited | Darling Downs Power Station | QLD1 | DDPS1 | Raise5min | 90 | 70 | 663 | 90 | 45
Origin Energy Electricity Limited | Darling Downs Power Station | QLD1 | DDPS1 | Raise60sec | 54 | 70 | 663 | 90 | 45
Origin Energy Electricity Limited | Darling Downs Power Station | QLD1 | DDPS1 | Raise6sec | 30 | 70 | 663 | 90 | 45
Origin Energy Electricity Limited | Darling Downs Power Station | QLD1 | DDPS1 | Raisereg | 50 | 58 | 663 | 90 | 45
Origin Energy Electricity Limited | Eraring Power Station | NSW1 | ER01 | Lower5min | 50 | 180 | 750 | 45 | 90
Origin Energy Electricity Limited | Eraring Power Station | NSW1 | ER01 | Lower60sec | 83 | 180 | 750 | 45 | 90
Origin Energy Electricity Limited | Eraring Power Station | NSW1 | ER01 | Lower6sec | 50 | 180 | 750 | 45 | 90
Origin Energy Electricity Limited | Eraring Power Station | NSW1 | ER01 | Lowerreg | 100 | 150 | 750 | 45 | 90
Origin Energy Electricity Limited | Eraring Power Station | NSW1 | ER01 | Raise5min | 50 | 180 | 750 | 90 | 45
Origin Energy Electricity Limited | Eraring Power Station | NSW1 | ER01 | Raise60sec | 83 | 180 | 750 | 90 | 45
Origin Energy Electricity Limited | Eraring Power Station | NSW1 | ER01 | Raise6sec | 50 | 180 | 750 | 90 | 45
Origin Energy Electricity Limited | Eraring Power Station | NSW1 | ER01 | Raisereg | 100 | 150 | 750 | 90 | 45
Origin Energy Electricity Limited | Eraring Power Station | NSW1 | ER02 | Lower5min | 50 | 180 | 750 | 45 | 90
Origin Energy Electricity Limited | Eraring Power Station | NSW1 | ER02 | Lower60sec | 83 | 180 | 750 | 45 | 90
Origin Energy Electricity Limited | Eraring Power Station | NSW1 | ER02 | Lower6sec | 50 | 180 | 750 | 45 | 90
Origin Energy Electricity Limited | Eraring Power Station | NSW1 | ER02 | Lowerreg | 100 | 150 | 750 | 45 | 90
Origin Energy Electricity Limited | Eraring Power Station | NSW1 | ER02 | Raise5min | 50 | 180 | 750 | 90 | 45
Origin Energy Electricity Limited | Eraring Power Station | NSW1 | ER02 | Raise60sec | 83 | 180 | 750 | 90 | 45
Origin Energy Electricity Limited | Eraring Power Station | NSW1 | ER02 | Raise6sec | 50 | 180 | 750 | 90 | 45
Origin Energy Electricity Limited | Eraring Power Station | NSW1 | ER02 | Raisereg | 100 | 150 | 750 | 90 | 45
Origin Energy Electricity Limited | Eraring Power Station | NSW1 | ER03 | Lower5min | 50 | 180 | 750 | 45 | 90
Origin Energy Electricity Limited | Eraring Power Station | NSW1 | ER03 | Lower60sec | 83 | 180 | 750 | 45 | 90
Origin Energy Electricity Limited | Eraring Power Station | NSW1 | ER03 | Lower6sec | 50 | 180 | 750 | 45 | 90
Origin Energy Electricity Limited | Eraring Power Station | NSW1 | ER03 | Lowerreg | 100 | 150 | 750 | 45 | 90
Origin Energy Electricity Limited | Eraring Power Station | NSW1 | ER03 | Raise5min | 50 | 180 | 750 | 90 | 45
Origin Energy Electricity Limited | Eraring Power Station | NSW1 | ER03 | Raise60sec | 83 | 180 | 750 | 90 | 45
Origin Energy Electricity Limited | Eraring Power Station | NSW1 | ER03 | Raise6sec | 50 | 180 | 750 | 90 | 45
Origin Energy Electricity Limited | Eraring Power Station | NSW1 | ER03 | Raisereg | 100 | 150 | 750 | 90 | 45
Origin Energy Electricity Limited | Eraring Power Station | NSW1 | ER04 | Lower5min | 50 | 180 | 750 | 45 | 90
Origin Energy Electricity Limited | Eraring Power Station | NSW1 | ER04 | Lower60sec | 83 | 180 | 750 | 45 | 90
Origin Energy Electricity Limited | Eraring Power Station | NSW1 | ER04 | Lower6sec | 50 | 180 | 750 | 45 | 90
Origin Energy Electricity Limited | Eraring Power Station | NSW1 | ER04 | Lowerreg | 100 | 150 | 750 | 45 | 90
Origin Energy Electricity Limited | Eraring Power Station | NSW1 | ER04 | Raise5min | 50 | 180 | 750 | 90 | 45
Origin Energy Electricity Limited | Eraring Power Station | NSW1 | ER04 | Raise60sec | 83 | 180 | 750 | 90 | 45
Origin Energy Electricity Limited | Eraring Power Station | NSW1 | ER04 | Raise6sec | 50 | 180 | 750 | 90 | 45
Origin Energy Electricity Limited | Eraring Power Station | NSW1 | ER04 | Raisereg | 100 | 150 | 750 | 90 | 45
Origin Energy Electricity Limited | Ladbroke Grove Power Station | SA1 | LADBROK1 | Raise6sec | 6 | 6 | 43 | 90 | 45
Origin Energy Electricity Limited | Ladbroke Grove Power Station | SA1 | LADBROK1 | Lower6sec | 6 | 6 | 40 | 45 | 90
Origin Energy Electricity Limited | Ladbroke Grove Power Station | SA1 | LADBROK1 | Raise60sec | 13 | 6 | 41 | 90 | 45
Origin Energy Electricity Limited | Ladbroke Grove Power Station | SA1 | LADBROK1 | Lower60sec | 14 | 6 | 43 | 45 | 90
Origin Energy Electricity Limited | Ladbroke Grove Power Station | SA1 | LADBROK1 | Raise5min | 7 | 6 | 35 | 90 | 45
Origin Energy Electricity Limited | Ladbroke Grove Power Station | SA1 | LADBROK1 | Lower5min | 5 | 6 | 40 | 45 | 90
Origin Energy Electricity Limited | Ladbroke Grove Power Station | SA1 | LADBROK2 | Raise6sec | 6 | 6 | 43 | 90 | 45
Origin Energy Electricity Limited | Ladbroke Grove Power Station | SA1 | LADBROK2 | Lower6sec | 6 | 6 | 40 | 45 | 90
Origin Energy Electricity Limited | Ladbroke Grove Power Station | SA1 | LADBROK2 | Raise60sec | 13 | 6 | 41 | 90 | 45
Origin Energy Electricity Limited | Ladbroke Grove Power Station | SA1 | LADBROK2 | Lower60sec | 14 | 6 | 43 | 45 | 90
Origin Energy Electricity Limited | Ladbroke Grove Power Station | SA1 | LADBROK2 | Raise5min | 7 | 6 | 35 | 90 | 45
Origin Energy Electricity Limited | Ladbroke Grove Power Station | SA1 | LADBROK2 | Lower5min | 5 | 6 | 40 | 45 | 90
Origin Energy Electricity Limited | Mortlake Power Station | VIC1 | MORTLK11 | Lower5min | 51 | 166 | 283 | 45 | 90
Origin Energy Electricity Limited | Mortlake Power Station | VIC1 | MORTLK11 | Lower60sec | 43 | 173 | 283 | 45 | 90
Origin Energy Electricity Limited | Mortlake Power Station | VIC1 | MORTLK11 | Lower6sec | 30 | 177 | 283 | 45 | 90
Origin Energy Electricity Limited | Mortlake Power Station | VIC1 | MORTLK11 | Lowerreg | 65 | 20 | 292 | 45 | 90
Origin Energy Electricity Limited | Mortlake Power Station | VIC1 | MORTLK11 | Raise5min | 57 | 145 | 265 | 90 | 31
Origin Energy Electricity Limited | Mortlake Power Station | VIC1 | MORTLK11 | Raise60sec | 33 | 145 | 263 | 90 | 45
Origin Energy Electricity Limited | Mortlake Power Station | VIC1 | MORTLK11 | Raise6Sec | 39 | 145 | 269 | 90 | 18
Origin Energy Electricity Limited | Mortlake Power Station | VIC1 | MORTLK11 | Raisereg | 65 | 20 | 292 | 90 | 45
Origin Energy Electricity Limited | Mortlake Power Station | VIC1 | MORTLK12 | Lower5min | 51 | 166 | 283 | 45 | 90
Origin Energy Electricity Limited | Mortlake Power Station | VIC1 | MORTLK12 | Lower60sec | 43 | 173 | 283 | 45 | 90
Origin Energy Electricity Limited | Mortlake Power Station | VIC1 | MORTLK12 | Lower6sec | 30 | 177 | 283 | 45 | 90
Origin Energy Electricity Limited | Mortlake Power Station | VIC1 | MORTLK12 | Lowerreg | 65 | 20 | 292 | 45 | 90
Origin Energy Electricity Limited | Mortlake Power Station | VIC1 | MORTLK12 | Raise5min | 57 | 145 | 265 | 90 | 31
Origin Energy Electricity Limited | Mortlake Power Station | VIC1 | MORTLK12 | Raise60sec | 33 | 145 | 263 | 90 | 45
Origin Energy Electricity Limited | Mortlake Power Station | VIC1 | MORTLK12 | Raise6Sec | 39 | 145 | 269 | 90 | 18
Origin Energy Electricity Limited | Mortlake Power Station | VIC1 | MORTLK12 | Raisereg | 65 | 20 | 292 | 90 | 45
Origin Energy Electricity Limited | Mt Stuart Power Station | QLD1 | MSTUART1 | Lowerreg | 42 | 43 | 144 | 45 | 90
Origin Energy Electricity Limited | Mt Stuart Power Station | QLD1 | MSTUART1 | Raisereg | 42 | 43 | 144 | 90 | 45
Origin Energy Electricity Limited | Mt Stuart Power Station | QLD1 | MSTUART2 | Lowerreg | 42 | 43 | 144 | 45 | 90
Origin Energy Electricity Limited | Mt Stuart Power Station | QLD1 | MSTUART2 | Raisereg | 42 | 43 | 144 | 90 | 45
Origin Energy Electricity Limited | Mt Stuart Power Station | QLD1 | MSTUART3 | Lower5min | 28 | 60 | 129 | 45 | 90
Origin Energy Electricity Limited | Mt Stuart Power Station | QLD1 | MSTUART3 | Lower60sec | 29 | 60 | 129 | 45 | 90
Origin Energy Electricity Limited | Mt Stuart Power Station | QLD1 | MSTUART3 | Lower6sec | 18 | 60 | 129 | 45 | 90
Origin Energy Electricity Limited | Mt Stuart Power Station | QLD1 | MSTUART3 | Raise5min | 29 | 60 | 118 | 90 | 35
Origin Energy Electricity Limited | Mt Stuart Power Station | QLD1 | MSTUART3 | Raise60sec | 26 | 60 | 125 | 90 | 26
Origin Energy Electricity Limited | Mt Stuart Power Station | QLD1 | MSTUART3 | Raise6sec | 21 | 60 | 129 | 90 | 32
Origin Energy Electricity Limited | Osborne Power Station | SA1 | OSB-AG | Lower5min | 3 | 145 | 196 | 20 | 90
Origin Energy Electricity Limited | Osborne Power Station | SA1 | OSB-AG | Lower60sec | 14 | 145 | 196 | 30 | 90
Origin Energy Electricity Limited | Osborne Power Station | SA1 | OSB-AG | Lower6sec | 14 | 145 | 196 | 30 | 90
Origin Energy Electricity Limited | Osborne Power Station | SA1 | OSB-AG | Lowerreg | 36 | 145 | 196 | 35 | 90
Origin Energy Electricity Limited | Osborne Power Station | SA1 | OSB-AG | Raise5min | 3 | 145 | 196 | 90 | 20
Origin Energy Electricity Limited | Osborne Power Station | SA1 | OSB-AG | Raise60sec | 14 | 145 | 196 | 90 | 30
Origin Energy Electricity Limited | Osborne Power Station | SA1 | OSB-AG | Raise6sec | 14 | 145 | 196 | 90 | 30
Origin Energy Electricity Limited | Osborne Power Station | SA1 | OSB-AG | Raisereg | 36 | 145 | 196 | 90 | 35
Origin Energy Electricity Limited | Quarantine Power Station | SA1 | QPS5 | Lower6sec | 12 | 74 | 128 | 45 | 90
Origin Energy Electricity Limited | Quarantine Power Station | SA1 | QPS5 | Lowerreg | 50 | 74 | 128 | 45 | 90
Origin Energy Electricity Limited | Quarantine Power Station | SA1 | QPS5 | Lower60sec | 39 | 74 | 128 | 45 | 90
Origin Energy Electricity Limited | Quarantine Power Station | SA1 | QPS5 | Lower5min | 14 | 74 | 128 | 39 | 90
Origin Energy Electricity Limited | Quarantine Power Station | SA1 | QPS5 | Raise60sec | 18 | 74 | 128 | 90 | 19
Origin Energy Electricity Limited | Quarantine Power Station | SA1 | QPS5 | Raise6sec | 12 | 74 | 128 | 90 | 34
Origin Energy Electricity Limited | Quarantine Power Station | SA1 | QPS5 | Raise5min | 29 | 74 | 123 | 90 | 31
Origin Energy Electricity Limited | Quarantine Power Station | SA1 | QPS5 | Raisereg | 50 | 74 | 128 | 90 | 45
Origin Energy Electricity Limited | Quarantine Power Station | SA1 | QPS3 | Lower5min | 3 | 10 | 29 | 45 | 90
Origin Energy Electricity Limited | Quarantine Power Station | SA1 | QPS3 | Lower60sec | 8 | 10 | 29 | 45 | 90
Origin Energy Electricity Limited | Quarantine Power Station | SA1 | QPS3 | Lower6sec | 1 | 10 | 29 | 45 | 90
Origin Energy Electricity Limited | Quarantine Power Station | SA1 | QPS3 | Raise5min | 5 | 10 | 29 | 90 | 45
Origin Energy Electricity Limited | Quarantine Power Station | SA1 | QPS3 | Raise60sec | 8 | 10 | 29 | 90 | 45
Origin Energy Electricity Limited | Quarantine Power Station | SA1 | QPS3 | Raise6sec | 1 | 10 | 29 | 90 | 45
Origin Energy Electricity Limited | Quarantine Power Station | SA1 | QPS1 | Lower5min | 3 | 10 | 29 | 45 | 90
Origin Energy Electricity Limited | Quarantine Power Station | SA1 | QPS1 | Lower60sec | 8 | 10 | 29 | 45 | 90
Origin Energy Electricity Limited | Quarantine Power Station | SA1 | QPS1 | Lower6sec | 1 | 10 | 29 | 45 | 90
Origin Energy Electricity Limited | Quarantine Power Station | SA1 | QPS1 | Raise5min | 5 | 10 | 29 | 90 | 45
Origin Energy Electricity Limited | Quarantine Power Station | SA1 | QPS1 | Raise60sec | 8 | 10 | 29 | 90 | 45
Origin Energy Electricity Limited | Quarantine Power Station | SA1 | QPS1 | Raise6sec | 1 | 10 | 29 | 90 | 45
Origin Energy Electricity Limited | Uranquinty Power Station | NSW1 | URANQ11 | Raise60sec | 45 | 83 | 166 | 90 | 45
Origin Energy Electricity Limited | Uranquinty Power Station | NSW1 | URANQ11 | Lower60sec | 46 | 83 | 166 | 45 | 90
Origin Energy Electricity Limited | Uranquinty Power Station | NSW1 | URANQ11 | Raise5min | 9 | 83 | 166 | 90 | 16
Origin Energy Electricity Limited | Uranquinty Power Station | NSW1 | URANQ11 | Lower5min | 9 | 83 | 166 | 15 | 90
Origin Energy Electricity Limited | Uranquinty Power Station | NSW1 | URANQ12 | Raise60sec | 45 | 83 | 166 | 90 | 45
Origin Energy Electricity Limited | Uranquinty Power Station | NSW1 | URANQ12 | Lower60sec | 46 | 83 | 166 | 45 | 90
Origin Energy Electricity Limited | Uranquinty Power Station | NSW1 | URANQ12 | Raise5min | 9 | 83 | 166 | 90 | 16
Origin Energy Electricity Limited | Uranquinty Power Station | NSW1 | URANQ12 | Lower5min | 9 | 83 | 166 | 15 | 90
Origin Energy Electricity Limited | Uranquinty Power Station | NSW1 | URANQ13 | Raise60sec | 45 | 83 | 166 | 90 | 45
Origin Energy Electricity Limited | Uranquinty Power Station | NSW1 | URANQ13 | Lower60sec | 46 | 83 | 166 | 45 | 90
Origin Energy Electricity Limited | Uranquinty Power Station | NSW1 | URANQ13 | Raise5min | 9 | 83 | 166 | 90 | 16
Origin Energy Electricity Limited | Uranquinty Power Station | NSW1 | URANQ13 | Lower5min | 9 | 83 | 166 | 15 | 90
Origin Energy Electricity Limited | Uranquinty Power Station | NSW1 | URANQ14 | Raise60sec | 46 | 83 | 166 | 90 | 45
Origin Energy Electricity Limited | Uranquinty Power Station | NSW1 | URANQ14 | Lower60sec | 45 | 83 | 166 | 45 | 90
Origin Energy Electricity Limited | Uranquinty Power Station | NSW1 | URANQ14 | Raise5min | 9 | 83 | 166 | 90 | 16
Origin Energy Electricity Limited | Uranquinty Power Station | NSW1 | URANQ14 | Lower5min | 9 | 83 | 166 | 15 | 90
Pelican Point Power Limited | Pelican Point Power Station | SA1 | PPCCGT | Lower5min | 30 | 173 | 522 | 45 | 90
Pelican Point Power Limited | Pelican Point Power Station | SA1 | PPCCGT | Lower60sec | 30 | 140 | 510 | 45 | 90
Pelican Point Power Limited | Pelican Point Power Station | SA1 | PPCCGT | Lower6sec | 35 | 140 | 500 | 45 | 90
Pelican Point Power Limited | Pelican Point Power Station | SA1 | PPCCGT | Lowerreg | 100 | 140 | 510 | 45 | 90
Pelican Point Power Limited | Pelican Point Power Station | SA1 | PPCCGT | Raise5min | 30 | 173 | 522 | 90 | 45
Pelican Point Power Limited | Pelican Point Power Station | SA1 | PPCCGT | Raise60sec | 30 | 140 | 510 | 90 | 45
Pelican Point Power Limited | Pelican Point Power Station | SA1 | PPCCGT | Raise6sec | 35 | 140 | 500 | 90 | 45
Pelican Point Power Limited | Pelican Point Power Station | SA1 | PPCCGT | Raisereg | 100 | 140 | 510 | 90 | 45
Shine Hub Pty. Ltd. | VPP ShinHub SA 1 | SA1 | VSSSH1S1 | Lower5min | 1 | 0 | 0 | 90 | 90
Shine Hub Pty. Ltd. | VPP ShinHub SA 1 | SA1 | VSSSH1S1 | Lower6sec | 1 | 0 | 0 | 90 | 90
Shine Hub Pty. Ltd. | VPP ShinHub SA 1 | SA1 | VSSSH1S1 | Raise5min | 1 | 0 | 0 | 90 | 90
Shine Hub Pty. Ltd. | VPP ShinHub SA 1 | SA1 | VSSSH1S1 | Raise60sec | 1 | 0 | 0 | 90 | 90
Shine Hub Pty. Ltd. | VPP ShinHub SA 1 | SA1 | VSSSH1S1 | Raise6sec | 1 | 0 | 0 | 90 | 90
Shine Hub Pty. Ltd. | VPP ShinHub SA 1 | SA1 | VSSSH1S1 | Lower60sec | 1 | 0 | 0 | 90 | 90
Simply Energy | VPP Simply SA 1 | SA1 | VSSSE1V1 | Lower5min | 4 | 0 | 0 | 90 | 90
Simply Energy | VPP Simply SA 1 | SA1 | VSSSE1V1 | Lower60sec | 4 | 0 | 0 | 90 | 90
Simply Energy | VPP Simply SA 1 | SA1 | VSSSE1V1 | Lower6sec | 4 | 0 | 0 | 90 | 90
Simply Energy | VPP Simply SA 1 | SA1 | VSSSE1V1 | Raise5min | 4 | 0 | 0 | 90 | 90
Simply Energy | VPP Simply SA 1 | SA1 | VSSSE1V1 | Raise60sec | 4 | 0 | 0 | 90 | 90
Simply Energy | VPP Simply SA 1 | SA1 | VSSSE1V1 | Raise6sec | 4 | 0 | 0 | 90 | 90
Snowy Hydro Limited | Guthega Power Station | NSW1 | GUTHEGA | Lower5min | 30 | 0 | 65 | 45 | 90
Snowy Hydro Limited | Guthega Power Station | NSW1 | GUTHEGA | Lower60sec | 10 | 0 | 65 | 45 | 90
Snowy Hydro Limited | Guthega Power Station | NSW1 | GUTHEGA | Lowerreg | 30 | 0 | 65 | 45 | 90
Snowy Hydro Limited | Guthega Power Station | NSW1 | GUTHEGA | Raise5min | 30 | 0 | 65 | 90 | 45
Snowy Hydro Limited | Guthega Power Station | NSW1 | GUTHEGA | Raise60sec | 10 | 0 | 65 | 90 | 45
Snowy Hydro Limited | Guthega Power Station | NSW1 | GUTHEGA | Raisereg | 30 | 0 | 65 | 90 | 45
Snowy Hydro Limited | Jindabyne Pump At Guthega | VIC1 | SNOWYGJP | Raise5min | 70 | 0 | 0 | 90 | 90
Snowy Hydro Limited | Jindabyne Pump At Guthega | VIC1 | SNOWYGJP | Raise60sec | 140 | 0 | 0 | 90 | 90
Snowy Hydro Limited | Jindabyne Pump At Guthega | VIC1 | SNOWYGJP | Raise6sec | 93 | 0 | 0 | 90 | 90
Snowy Hydro Limited | Lonsdale Power Station | SA1 | LONSDALE | Lowerreg | 21 | 5 | 21 | 45 | 90
Snowy Hydro Limited | Lonsdale Power Station | SA1 | LONSDALE | Raisereg | 21 | 5 | 21 | 90 | 45
Snowy Hydro Limited | Murray Power Station | VIC1 | MURRAY | Lower5min | 500 | 0 | 1510 | 45 | 90
Snowy Hydro Limited | Murray Power Station | VIC1 | MURRAY | Lower60sec | 500 | 0 | 1510 | 45 | 90
Snowy Hydro Limited | Murray Power Station | VIC1 | MURRAY | Lower6sec | 40 | 0 | 1510 | 45 | 90
Snowy Hydro Limited | Murray Power Station | VIC1 | MURRAY | Lowerreg | 500 | 0 | 1510 | 45 | 90
Snowy Hydro Limited | Murray Power Station | VIC1 | MURRAY | Raise5min | 500 | 0 | 1510 | 90 | 45
Snowy Hydro Limited | Murray Power Station | VIC1 | MURRAY | Raise60sec | 250 | 0 | 1510 | 90 | 45
Snowy Hydro Limited | Murray Power Station | VIC1 | MURRAY | Raise6sec | 40 | 0 | 1510 | 90 | 45
Snowy Hydro Limited | Murray Power Station | VIC1 | MURRAY | Raisereg | 500 | 0 | 1510 | 90 | 45
Snowy Hydro Limited | Tumut 3 Power Station | NSW1 | TUMUT3 | Lower5min | 500 | 0 | 1500 | 45 | 90
Snowy Hydro Limited | Tumut 3 Power Station | NSW1 | TUMUT3 | Lower60sec | 500 | 0 | 1500 | 45 | 90
Snowy Hydro Limited | Tumut 3 Power Station | NSW1 | TUMUT3 | Lower6sec | 40 | 0 | 1500 | 45 | 90
Snowy Hydro Limited | Tumut 3 Power Station | NSW1 | TUMUT3 | Lowerreg | 500 | 0 | 1500 | 45 | 90
Snowy Hydro Limited | Tumut 3 Power Station | NSW1 | TUMUT3 | Raise5min | 500 | 0 | 1500 | 90 | 45
Snowy Hydro Limited | Tumut 3 Power Station | NSW1 | TUMUT3 | Raise60sec | 250 | 0 | 1500 | 90 | 45
Snowy Hydro Limited | Tumut 3 Power Station | NSW1 | TUMUT3 | Raise6sec | 40 | 0 | 1500 | 90 | 45
Snowy Hydro Limited | Tumut 3 Power Station | NSW1 | TUMUT3 | Raisereg | 500 | 0 | 1500 | 90 | 45
Snowy Hydro Limited | Tumut 3 Pumps | NSW1 | SNOWYP | Lower5min | 200 | 0 | 600 | 90 | 45
Snowy Hydro Limited | Tumut 3 Pumps | NSW1 | SNOWYP | Raise5min | 600 | 0 | 1200 | 53 | 90
Snowy Hydro Limited | Tumut 3 Pumps | NSW1 | SNOWYP | Raise60sec | 1200 | 0 | 1200 | 53 | 90
Snowy Hydro Limited | Tumut 3 Pumps | NSW1 | SNOWYP | Raise6sec | 800 | 0 | 1200 | 53 | 90
Snowy Hydro Limited | Tumut Power Station | NSW1 | UPPTUMUT | Lower5min | 250 | 0 | 665 | 45 | 90
Snowy Hydro Limited | Tumut Power Station | NSW1 | UPPTUMUT | Lower60sec | 250 | 0 | 665 | 45 | 90
Snowy Hydro Limited | Tumut Power Station | NSW1 | UPPTUMUT | Lower6sec | 20 | 0 | 665 | 45 | 90
Snowy Hydro Limited | Tumut Power Station | NSW1 | UPPTUMUT | Lowerreg | 250 | 0 | 665 | 45 | 90
Snowy Hydro Limited | Tumut Power Station | NSW1 | UPPTUMUT | Raise5min | 250 | 0 | 665 | 90 | 45
Snowy Hydro Limited | Tumut Power Station | NSW1 | UPPTUMUT | Raise60sec | 125 | 0 | 665 | 90 | 45
Snowy Hydro Limited | Tumut Power Station | NSW1 | UPPTUMUT | Raise6sec | 20 | 0 | 665 | 90 | 45
Snowy Hydro Limited | Tumut Power Station | NSW1 | UPPTUMUT | Raisereg | 250 | 0 | 665 | 90 | 45
sonnen Australia Pty Limited | VPP sonnen NSW 1 | NSW1 | VSNSN1V1 | Lower5min | 1 | 0 | 0 | 90 | 90
sonnen Australia Pty Limited | VPP sonnen NSW 1 | NSW1 | VSNSN1V1 | Raise6sec | 1 | 0 | 0 | 90 | 90
sonnen Australia Pty Limited | VPP sonnen NSW 1 | NSW1 | VSNSN1V1 | Lower6sec | 1 | 0 | 0 | 90 | 90
sonnen Australia Pty Limited | VPP sonnen NSW 1 | NSW1 | VSNSN1V1 | Lower60sec | 1 | 0 | 0 | 90 | 90
sonnen Australia Pty Limited | VPP sonnen NSW 1 | NSW1 | VSNSN1V1 | Raise5min | 1 | 0 | 0 | 90 | 90
sonnen Australia Pty Limited | VPP sonnen NSW 1 | NSW1 | VSNSN1V1 | Raise60sec | 1 | 0 | 0 | 90 | 90
sonnen Australia Pty Limited | AS Sonnen SA | SA1 | ASSSN1 | Lower5min | 2 | 0 | 0 | 90 | 90
sonnen Australia Pty Limited | AS Sonnen SA | SA1 | ASSSN1 | Lower60sec | 4 | 0 | 0 | 90 | 90
sonnen Australia Pty Limited | AS Sonnen SA | SA1 | ASSSN1 | Raise5min | 2 | 0 | 0 | 90 | 90
sonnen Australia Pty Limited | AS Sonnen SA | SA1 | ASSSN1 | Raise60sec | 4 | 0 | 0 | 90 | 90
South Australian Water Corporation | Adelaide Desalination Plant | SA1 | ADPBA1G | Raise6sec | 2 | 0 | 6 | 90 | 45
South Australian Water Corporation | Adelaide Desalination Plant | SA1 | ADPBA1G | Raise60sec | 2 | 0 | 6 | 90 | 45
South Australian Water Corporation | Adelaide Desalination Plant | SA1 | ADPBA1G | Raise5min | 2 | 0 | 6 | 90 | 45
South Australian Water Corporation | Adelaide Desalination Plant | SA1 | ADPBA1G | Raisereg | 6 | 0 | 6 | 90 | 45
South Australian Water Corporation | Adelaide Desalination Plant | SA1 | ADPBA1G | Lowerreg | 6 | 0 | 6 | 45 | 90
South Australian Water Corporation | Adelaide Desalination Plant | SA1 | ADPBA1L | Lower6sec | 2 | 0 | 6 | 90 | 45
South Australian Water Corporation | Adelaide Desalination Plant | SA1 | ADPBA1L | Lower60sec | 2 | 0 | 6 | 90 | 45
South Australian Water Corporation | Adelaide Desalination Plant | SA1 | ADPBA1L | Lower5min | 2 | 0 | 6 | 90 | 45
South Australian Water Corporation | Adelaide Desalination Plant | SA1 | ADPBA1L | Raisereg | 6 | 0 | 6 | 45 | 90
South Australian Water Corporation | Adelaide Desalination Plant | SA1 | ADPBA1L | Lowerreg | 6 | 0 | 6 | 90 | 45
South Australian Water Corporation | Bolivar Waste Water Treatment Plant | SA1 | BOWWBA1G | Raise6sec | 1 | 0 | 2 | 90 | 45
South Australian Water Corporation | Bolivar Waste Water Treatment Plant | SA1 | BOWWBA1G | Raise60sec | 1 | 0 | 2 | 90 | 45
South Australian Water Corporation | Bolivar Waste Water Treatment Plant | SA1 | BOWWBA1G | Raise5min | 1 | 0 | 2 | 90 | 45
South Australian Water Corporation | Bolivar Waste Water Treatment Plant | SA1 | BOWWBA1G | Raisereg | 2 | 0 | 2 | 90 | 45
South Australian Water Corporation | Bolivar Waste Water Treatment Plant | SA1 | BOWWBA1G | Lowerreg | 2 | 0 | 2 | 45 | 90
South Australian Water Corporation | Bolivar Waste Water Treatment Plant | SA1 | BOWWBA1L | Lower6sec | 1 | 0 | 2 | 90 | 45
South Australian Water Corporation | Bolivar Waste Water Treatment Plant | SA1 | BOWWBA1L | Lower60sec | 1 | 0 | 2 | 90 | 45
South Australian Water Corporation | Bolivar Waste Water Treatment Plant | SA1 | BOWWBA1L | Lower5min | 1 | 0 | 2 | 90 | 45
South Australian Water Corporation | Bolivar Waste Water Treatment Plant | SA1 | BOWWBA1L | Raisereg | 2 | 0 | 2 | 45 | 90
South Australian Water Corporation | Bolivar Waste Water Treatment Plant | SA1 | BOWWBA1L | Lowerreg | 2 | 0 | 2 | 90 | 45
South Australian Water Corporation | Happy Valley Water Treatment Plant | SA1 | HVWWBA1G | Raise6sec | 2 | 0 | 4 | 90 | 45
South Australian Water Corporation | Happy Valley Water Treatment Plant | SA1 | HVWWBA1G | Raise60sec | 2 | 0 | 4 | 90 | 45
South Australian Water Corporation | Happy Valley Water Treatment Plant | SA1 | HVWWBA1G | Raise5min | 2 | 0 | 4 | 90 | 45
South Australian Water Corporation | Happy Valley Water Treatment Plant | SA1 | HVWWBA1G | Raisereg | 4 | 0 | 4 | 90 | 45
South Australian Water Corporation | Happy Valley Water Treatment Plant | SA1 | HVWWBA1G | Lowerreg | 4 | 0 | 4 | 45 | 90
South Australian Water Corporation | Happy Valley Water Treatment Plant | SA1 | HVWWBA1L | Lower6sec | 2 | 0 | 4 | 90 | 45
South Australian Water Corporation | Happy Valley Water Treatment Plant | SA1 | HVWWBA1L | Lower60sec | 2 | 0 | 4 | 90 | 45
South Australian Water Corporation | Happy Valley Water Treatment Plant | SA1 | HVWWBA1L | Lower5min | 2 | 0 | 4 | 90 | 45
South Australian Water Corporation | Happy Valley Water Treatment Plant | SA1 | HVWWBA1L | Raisereg | 4 | 0 | 4 | 45 | 90
South Australian Water Corporation | Happy Valley Water Treatment Plant | SA1 | HVWWBA1L | Lowerreg | 4 | 0 | 4 | 90 | 45
Stanwell Corporation Limited | Mackay Gas Turbine | QLD1 | MACKAYGT | Raise5min | 34 | 0 | 34 | 90 | 45
Stanwell Corporation Limited | Stanwell Power Station | QLD1 | STAN-1 | Lower5min | 350 | 0 | 350 | 45 | 90
Stanwell Corporation Limited | Stanwell Power Station | QLD1 | STAN-1 | Lower60sec | 70 | 140 | 385 | 45 | 90
Stanwell Corporation Limited | Stanwell Power Station | QLD1 | STAN-1 | Lower6sec | 70 | 140 | 385 | 45 | 90
Stanwell Corporation Limited | Stanwell Power Station | QLD1 | STAN-1 | Lowerreg | 30 | 140 | 385 | 45 | 90
Stanwell Corporation Limited | Stanwell Power Station | QLD1 | STAN-1 | Raise60sec | 70 | 0 | 360 | 90 | 45
Stanwell Corporation Limited | Stanwell Power Station | QLD1 | STAN-1 | Raise6sec | 70 | 0 | 360 | 90 | 45
Stanwell Corporation Limited | Stanwell Power Station | QLD1 | STAN-1 | Raisereg | 30 | 0 | 385 | 90 | 45
Stanwell Corporation Limited | Stanwell Power Station | QLD1 | STAN-2 | Lower5min | 350 | 0 | 350 | 45 | 90
Stanwell Corporation Limited | Stanwell Power Station | QLD1 | STAN-2 | Lower60sec | 70 | 140 | 385 | 45 | 90
Stanwell Corporation Limited | Stanwell Power Station | QLD1 | STAN-2 | Lower6sec | 70 | 140 | 385 | 45 | 90
Stanwell Corporation Limited | Stanwell Power Station | QLD1 | STAN-2 | Lowerreg | 30 | 140 | 385 | 45 | 90
Stanwell Corporation Limited | Stanwell Power Station | QLD1 | STAN-2 | Raise60sec | 70 | 0 | 360 | 90 | 45
Stanwell Corporation Limited | Stanwell Power Station | QLD1 | STAN-2 | Raise6sec | 70 | 0 | 360 | 90 | 45
Stanwell Corporation Limited | Stanwell Power Station | QLD1 | STAN-2 | Raisereg | 30 | 0 | 360 | 90 | 45
Stanwell Corporation Limited | Stanwell Power Station | QLD1 | STAN-3 | Lower5min | 350 | 0 | 350 | 45 | 90
Stanwell Corporation Limited | Stanwell Power Station | QLD1 | STAN-3 | Lower60sec | 70 | 140 | 385 | 45 | 90
Stanwell Corporation Limited | Stanwell Power Station | QLD1 | STAN-3 | Lower6sec | 70 | 140 | 385 | 45 | 90
Stanwell Corporation Limited | Stanwell Power Station | QLD1 | STAN-3 | Lowerreg | 30 | 140 | 385 | 45 | 90
Stanwell Corporation Limited | Stanwell Power Station | QLD1 | STAN-3 | Raise60sec | 70 | 0 | 360 | 90 | 45
Stanwell Corporation Limited | Stanwell Power Station | QLD1 | STAN-3 | Raise6sec | 70 | 0 | 360 | 90 | 45
Stanwell Corporation Limited | Stanwell Power Station | QLD1 | STAN-3 | Raisereg | 30 | 0 | 385 | 90 | 45
Stanwell Corporation Limited | Stanwell Power Station | QLD1 | STAN-4 | Lower5min | 350 | 0 | 350 | 45 | 90
Stanwell Corporation Limited | Stanwell Power Station | QLD1 | STAN-4 | Lower60sec | 70 | 140 | 385 | 45 | 90
Stanwell Corporation Limited | Stanwell Power Station | QLD1 | STAN-4 | Lower6sec | 70 | 140 | 385 | 45 | 90
Stanwell Corporation Limited | Stanwell Power Station | QLD1 | STAN-4 | Lowerreg | 30 | 140 | 385 | 45 | 90
Stanwell Corporation Limited | Stanwell Power Station | QLD1 | STAN-4 | Raise60sec | 70 | 0 | 350 | 90 | 45
Stanwell Corporation Limited | Stanwell Power Station | QLD1 | STAN-4 | Raise6sec | 70 | 0 | 350 | 90 | 45
Stanwell Corporation Limited | Stanwell Power Station | QLD1 | STAN-4 | Raisereg | 30 | 0 | 385 | 90 | 45
Stanwell Corporation Limited | Tarong Power Station | QLD1 | TARONG#1 | Lower5min | 385 | 0 | 385 | 45 | 90
Stanwell Corporation Limited | Tarong Power Station | QLD1 | TARONG#1 | Lower60sec | 35 | 140 | 385 | 45 | 90
Stanwell Corporation Limited | Tarong Power Station | QLD1 | TARONG#1 | Lower6sec | 20 | 140 | 385 | 45 | 90
Stanwell Corporation Limited | Tarong Power Station | QLD1 | TARONG#1 | Lowerreg | 25 | 140 | 385 | 45 | 90
Stanwell Corporation Limited | Tarong Power Station | QLD1 | TARONG#1 | Raise5min | 20 | 140 | 360 | 90 | 45
Stanwell Corporation Limited | Tarong Power Station | QLD1 | TARONG#1 | Raise60sec | 35 | 140 | 385 | 90 | 45
Stanwell Corporation Limited | Tarong Power Station | QLD1 | TARONG#1 | Raise6sec | 20 | 140 | 385 | 90 | 45
Stanwell Corporation Limited | Tarong Power Station | QLD1 | TARONG#1 | Raisereg | 18 | 140 | 385 | 90 | 45
Stanwell Corporation Limited | Tarong Power Station | QLD1 | TARONG#2 | Lower5min | 385 | 0 | 385 | 45 | 90
Stanwell Corporation Limited | Tarong Power Station | QLD1 | TARONG#2 | Lower60sec | 35 | 140 | 385 | 45 | 90
Stanwell Corporation Limited | Tarong Power Station | QLD1 | TARONG#2 | Lower6sec | 20 | 140 | 385 | 45 | 90
Stanwell Corporation Limited | Tarong Power Station | QLD1 | TARONG#2 | Lowerreg | 25 | 140 | 385 | 45 | 90
Stanwell Corporation Limited | Tarong Power Station | QLD1 | TARONG#2 | Raise5min | 20 | 140 | 360 | 90 | 45
Stanwell Corporation Limited | Tarong Power Station | QLD1 | TARONG#2 | Raise60sec | 35 | 140 | 385 | 90 | 45
Stanwell Corporation Limited | Tarong Power Station | QLD1 | TARONG#2 | Raise6sec | 20 | 140 | 385 | 90 | 45
Stanwell Corporation Limited | Tarong Power Station | QLD1 | TARONG#2 | Raisereg | 18 | 140 | 385 | 90 | 45
Stanwell Corporation Limited | Tarong Power Station | QLD1 | TARONG#3 | Lower5min | 385 | 0 | 385 | 45 | 90
Stanwell Corporation Limited | Tarong Power Station | QLD1 | TARONG#3 | Lower60sec | 35 | 140 | 385 | 45 | 90
Stanwell Corporation Limited | Tarong Power Station | QLD1 | TARONG#3 | Lower6sec | 20 | 140 | 385 | 45 | 90
Stanwell Corporation Limited | Tarong Power Station | QLD1 | TARONG#3 | Lowerreg | 25 | 140 | 385 | 45 | 90
Stanwell Corporation Limited | Tarong Power Station | QLD1 | TARONG#3 | Raise5min | 20 | 140 | 360 | 90 | 45
Stanwell Corporation Limited | Tarong Power Station | QLD1 | TARONG#3 | Raise60sec | 35 | 140 | 385 | 90 | 45
Stanwell Corporation Limited | Tarong Power Station | QLD1 | TARONG#3 | Raise6sec | 20 | 140 | 385 | 90 | 45
Stanwell Corporation Limited | Tarong Power Station | QLD1 | TARONG#3 | Raisereg | 18 | 140 | 385 | 90 | 45
Stanwell Corporation Limited | Tarong Power Station | QLD1 | TARONG#4 | Lower5min | 385 | 0 | 385 | 45 | 90
Stanwell Corporation Limited | Tarong Power Station | QLD1 | TARONG#4 | Lower60sec | 35 | 140 | 385 | 45 | 90
Stanwell Corporation Limited | Tarong Power Station | QLD1 | TARONG#4 | Lower6sec | 20 | 140 | 385 | 45 | 90
Stanwell Corporation Limited | Tarong Power Station | QLD1 | TARONG#4 | Lowerreg | 25 | 140 | 385 | 45 | 90
Stanwell Corporation Limited | Tarong Power Station | QLD1 | TARONG#4 | Raise5min | 20 | 140 | 360 | 90 | 45
Stanwell Corporation Limited | Tarong Power Station | QLD1 | TARONG#4 | Raise60sec | 35 | 140 | 385 | 90 | 45
Stanwell Corporation Limited | Tarong Power Station | QLD1 | TARONG#4 | Raise6sec | 20 | 140 | 385 | 90 | 45
Stanwell Corporation Limited | Tarong Power Station | QLD1 | TARONG#4 | Raisereg | 18 | 140 | 385 | 90 | 45
Victorian Big Battery Pty Ltd | Victorian Big Battery | VIC1 | VBBL1 | Lower6Sec | 228 | 0 | 250 | 90 | 53
Victorian Big Battery Pty Ltd | Victorian Big Battery | VIC1 | VBBL1 | Lower60Sec | 171 | 0 | 250 | 90 | 45
Victorian Big Battery Pty Ltd | Victorian Big Battery | VIC1 | VBBL1 | Lower5Min | 171 | 0 | 250 | 90 | 45
Victorian Big Battery Pty Ltd | Victorian Big Battery | VIC1 | VBBL1 | Raisereg | 250 | 0 | 250 | 45 | 90
Victorian Big Battery Pty Ltd | Victorian Big Battery | VIC1 | VBBL1 | Lowerreg | 250 | 0 | 250 | 90 | 45
Victorian Big Battery Pty Ltd | Victorian Big Battery | VIC1 | VBBG1 | Raise6Sec | 228 | 0 | 300 | 90 | 53
Victorian Big Battery Pty Ltd | Victorian Big Battery | VIC1 | VBBG1 | Raise60Sec | 171 | 0 | 300 | 90 | 45
Victorian Big Battery Pty Ltd | Victorian Big Battery | VIC1 | VBBG1 | Raise5Min | 171 | 0 | 300 | 90 | 45
Victorian Big Battery Pty Ltd | Victorian Big Battery | VIC1 | VBBG1 | Raisereg | 300 | 0 | 300 | 90 | 45
Victorian Big Battery Pty Ltd | Victorian Big Battery | VIC1 | VBBG1 | Lowerreg | 300 | 0 | 300 | 45 | 90
VIOTAS Australia Pty Ltd | DRVIOT01 | SA1 | DRVIOT01 | Raise6sec | 21 | 0 | 0 | 90 | 90
VIOTAS Australia Pty Ltd | DRVIOT01 | SA1 | DRVIOT01 | Raise60sec | 24 | 0 | 0 | 90 | 90
VIOTAS Australia Pty Ltd | DRVIOT01 | SA1 | DRVIOT01 | Raise5Min | 12 | 0 | 0 | 90 | 90
VIOTAS Australia Pty Ltd | DRVIOT02 | VIC1 | DRVIOT02 | Raise6sec | 3 | 0 | 0 | 90 | 90
VIOTAS Australia Pty Ltd | DRVIOT02 | VIC1 | DRVIOT02 | Raise60sec | 4 | 0 | 0 | 90 | 90
VIOTAS Australia Pty Ltd | DRVIOT02 | VIC1 | DRVIOT02 | Raise5min | 2 | 0 | 0 | 90 | 90
VIOTAS Australia Pty Ltd | DRVIOT03 | NSW1 | DRVIOT03 | Raise6sec | 3 | 0 | 0 | 90 | 90
VIOTAS Australia Pty Ltd | DRVIOT03 | NSW1 | DRVIOT03 | Raise60sec | 4 | 0 | 0 | 90 | 90
VIOTAS Australia Pty Ltd | DRVIOT03 | NSW1 | DRVIOT03 | Raise5min | 2 | 0 | 0 | 90 | 90
VIOTAS Australia Pty Ltd | DRVIOT04 | QLD1 | DRVIOT04 | Raise6sec | 20 | 0 | 0 | 90 | 90
VIOTAS Australia Pty Ltd | DRVIOT04 | QLD1 | DRVIOT04 | Raise60sec | 23 | 0 | 0 | 90 | 90
VIOTAS Australia Pty Ltd | DRVIOT04 | QLD1 | DRVIOT04 | Raise5min | 12 | 0 | 0 | 90 | 90

## Wholesale Demand Response Units
Participant | Facility Name (WDRU Name) | Region | WDRU DUID | Maximum response component (MRC) (MW) | Maximum ramp rate (MW/minute) | No. of individual loads aggregated
Enel X Australia Pty Ltd | DR ENELX N1 | NSW1 | DRXNDA01 | 10 | 2 | 0
Enel X Australia Pty Ltd | DR ENELX V1 | VIC1 | DRXVDJ01 | 6 | 1 | 0
Enel X Australia Pty Ltd | DR ENELX V2 | VIC1 | DRXVQP01 | 4 | 1 | 0
Enel X Australia Pty Ltd | DR ENELX V17 | VIC1 | DRXVDP01 | 10 | 2 | 0
Enel X Australia Pty Ltd | DR ENELX S2 | SA1 | DRXSQS01 | 1 | 1 | 0
Enel X Australia Pty Ltd | DR ENELX N3 | NSW1 | DRXNDE01 | 2 | 1 | 3
Enel X Australia Pty Ltd | DR ENELX V12 | VIC1 | DRXVDX01 | 3 | 1 | 7
Enel X Australia Pty Ltd | DR ENELX V24 | VIC1 | DRXVQX01 | 4 | 1 | 6
Enel X Australia Pty Ltd | DR ENELX N31 | NSW1 | DRXNDA02 | 6 | 2 | 0
Enel X Australia Pty Ltd | DR ENELX N32 | NSW1 | DRXNDA03 | 6 | 2 | 0
Enel X Australia Pty Ltd | DR ENELX N34 | NSW1 | DRXNDA04 | 6 | 2 | 0
Enel X Australia Pty Ltd | DR ENELX N36 | NSW1 | DRXNQX01 | 1 | 1 | 4
Enel X Australia Pty Ltd | DR ENELX Q50 | QLD1 | DRXQDA01 | 4 | 1 | 5
Enel X Australia Pty Ltd | DR ENELX Q54 | QLD1 | DRXQQE01 | 2 | 1 | 3

## Metering Coordinators
Registered Participant Name | ABN | Type MC - Generator MC - Market Customer MC - Initial MC MC - Type 7 Meters MC - TNSP MC - Full MC | Registration Effective Date | AEMO Participant ID
Active Stream Pty Ltd | 32 603 459 267 | MC - Full MC | 2017-12-01 | ACTIVMC
Acumen Metering Pty Ltd | 69 105 423 541 | MC - Full MC | 2017-12-01 | ACUMENMC
Ausgrid Operations Partnership | 78 508 211 731 | MC - Initial MC, Type 7 Meters & TNSP | 2017-12-01 | ENERGYAP
AusNet Electricity Services Pty Ltd | 91 064 651 118 | MC - Initial MC, Type 7 Meters | 2017-12-01 | EASTERN
AusNet Transmission Group Pty Ltd | 78 079 798 173 | MC - TNSP | 2017-12-01 | GPUPP
Citipower Pty Ltd | 76 064 651 056 | MC - Initial MC, Type 7 Meters | 2017-12-01 | CITIPP
CKI UTILITIES DEVELOPMENT LTD & PAI UTILITIES DEVELOPMENT LTD & 3 OTHS (SA Power Networks) | 13 332 330 749 | MC - Initial MC, Type 7 Meters | 2017-12-01 | UMPLP
ElectraNet Pty Limited | 41 094 482 416 | MC - TNSP | 2017-12-01 | ETSATP
Endeavour Energy | 11 247 365 823 | MC - Initial MC, Type 7 Meters | 2017-12-01 | INTEGP
Energex Limited | 40 078 849 055 | MC - Initial MC, Type 7 Meters | 2017-12-01 | ENERGEXP
Ergon Energy Corporation Limited | 50 087 646 062 | MC - Initial MC, Type 7 Meters | 2017-12-01 | ERGONETP
Ergon Energy Queensland Pty Ltd | 11 121 177 802 | MC - Generator | 2019-02-04 | EEQLILY
Essential Energy | 37 428 185 226 | MC - Initial MC, Type 7 Meters | 2017-12-01 | CNRGYP
Green Metering Pty Ltd | 24 649 194 230 | MC - Full MC | 2022-11-08 | GREENMC
Hydro-Electric Corporation trading as Hydro Tasmania | 48 072 377 158 | MC - Generator | 2019-03-12 | HYDROTAS
Icon Distribution Investments Limited and Jemena Networks (ACT) Pty Ltd trading as ActewAGL Distribution | 76 670 568 688 | MC - Full MC | 2018-05-17 | ACTIONMC
Icon Distribution Investments Limited and Jemena Networks (ACT) Pty Ltd trading as Evoenergy | 76 670 568 688 | MC - TNSP, Initial MC, Type 7 Meters | 2017-12-01 | ACTEWP
IntelliHUB Pty Ltd | 57 601 509 693 | MC - Full MC | 2017-12-01 | IHUBMC
Jemena Electricity Networks (Vic) Ltd | 82 064 651 083 | MC - Initial MC, Type 7 Meters | 2017-12-01 | SOLARISP
Metering Dynamics Pty Ltd | 58 087 082 764 | MC - Full MC | 2017-12-01 | MDYMC
Metropolis Metering Assets Pty Ltd | 53 116 717 321 | MC - Full MC | 2017-12-01 | METROMC
Origin Energy Metering Coordinator Pty Ltd | 96 616 347 454 | MC - Full MC | 2017-12-01 | ORIGINMC
PLUS ES | 30 179 420 673 | MC - Full MC | 2017-12-01 | MYMC
Powercor Australia Ltd | 89 064 651 109 | MC - Initial MC, Type 7 Meters | 2017-12-01 | POWCP
Powermetric Metering Pty Ltd | 89 131 072 707 | MC - Full MC | 2017-12-01 | POWMETMC
Queensland Electricity Transmission Corporation Limited (trading as Powerlink Queensland) | 82 078 849 233 | MC - TNSP | 2017-12-01 | PLINKP
Select Soloutions Group Pty Ltd | 73 097 962 395 | MC - Full MC | 2017-12-01 | EASTENMC
Spotless Facility Services Pty Ltd | 83 072 293 880 | MC - Full MC | 2017-12-01 | SPTLSSMC
Tasmanian Networks Pty Ltd | 24 167 357 299 | MC - Initial MC, Type 7 Meters | 2017-12-01 | AURORAP
Tasmanian Networks Pty Ltd | 24 167 357 299 | MC - TNSP | 2017-12-01 | TRANSEND
The Trustee for the NSW Electricity Networks Operations Trust trading as Transgrid | 70 250 995 390 | MC - TNSP | 2017-12-01 | TRANSGP
Lumea Pty Ltd as Trustee for Lumea Trust | 94 121 353 950 | MC - TNSP | 2019-12-13 | TGSERVP
United Energy Distribution Pty Ltd | 70 064 651 029 | MC - Initial MC, Type 7 Meters | 2017-12-01 | UNITED
Vector Advanced Metering Services (Australia) Pty Ltd trading as Elect Data Services | 28 098 108 797 | MC - Full MC | 2017-12-01 | VECTORMC
VRT TEK Pty Ltd | 12 644 509 562 | MC - Full MC | 2022-02-08 | VRTTEKMC

## Dedicated Connection Asset
Registered Participant | ABN | Asset Description | Classification | Effective date
Lumea Pty Ltd as Trustee for Lumea Trust | 94 121 353 950 | Finley Solar Farm Transmission Assets | Small | 2019-07-23
Lumea Pty Ltd as Trustee for Lumea Trust | 94 121 353 950 | Limondale 2 Solar Farm Transmission Assets | Small | 2019-07-23
Lumea Pty Ltd as Trustee for Lumea Trust | 94 121 353 950 | The Clarence Correctional Centre Transmission Assets | Small | 2019-08-27
Lumea Pty Ltd as Trustee for Lumea Trust | 94 121 353 950 | Limondale 1 Solar Farm Transmission Assets | Small | 2019-10-01
ElectraNet Pty Ltd | 41 094 482 416 | Davenport – Upper North Large Dedicated Connection Asset | Large | 2020-11-01